## Pradžia
Sveiki, besinaudojantys ŠESD emisijų skaičiuokle,
Pristatome šiltnamio efektą sukeliančių dujų emisijų skaičiuoklę – patogią priemonę, skirtą mažoms, vidutinėms įmonėms ir kitoms organizacijoms apskaičiuoti metinį šiltnamio efektą sukeliančių dujų (ŠESD) kiekį. Ši „Excel“ pagrindu sukurta skaičiuoklė supaprastina ŠESD emisijų apskaičiavimą 1 ir 2 lygiuose, kurios atitinkamai apima tiesiogines emisijas iš įmonei priklausančių šaltinių ir netiesiogines emisijas iš įsigytų energijos šaltinių. Įrankis sudaro galimybes ŠESD emisijas apskaičiuoi įvairių turimų duomenų pagrindu, lengvai apibendrinti savo organizacijos veiklos duomenis ir naršyti „Excel“ faile. Naudodamos šią skaičiuoklę įmonės gali gauti vertingų įžvalgų apie išmetamų emisijų kiekį ir imtis veiksmų, sumažinti poveikį aplinkai. Šio įrankio metodika paremta ŠESD protokolu (angl. GHG protocol). Emisijos faktoriai ir skaičiavmo metodikos gaunami iš skirtingų šaltinių: nacionalinių ŠESD apskaitos ataskaitų, nacionalinių institucinių šaltinių, AIB, CIBSE, DEFRA, EXIOBASE duomenų bazių. Skaičiavimas turėtų būti laikomas tik anglies pėdsako įvertinimu. Ji neatspindi išskirtinės skaičiavimo metodikos ir neatsižvelgia į visas aplinkybes, turinčias įtakos anglies pėdsako skaičiavimui.
Kaip naudotis įrankiu galite susipažinti video mokymuose ir perskaitydami gaires:
Video : | GHG calculator ¦ ŠESD emisijų skaičiuoklė
Gairės: | LT_Skaičiuoklės_gairės_2025.pdf
Jeigu turite klausimų apie įrankį, prašome susisiekti:
info@lba.lt

## Pagrindinė informacija
|  |  | 2020 | Lietuva | Taip | 01. ŽEMĖS ŪKIS, MIŠKININKYSTĖ IR ŽUVININKYSTĖ | Taip
|  |  | 2021 | Latvija | Ne | 02. KASYBA IR KARJERŲ EKSPLOATAVIMAS | Ne
|  |  | 2022 | Estija |  | 03. APDIRBAMOJI GAMYBA | Dalinai
|  |  | 2023 |  |  | 04. ELEKTROS, DUJŲ, GARO TIEKIMAS IR ORO KONDICIONAVIMAS | Netaikoma
PAGRINDINĖ INFORMACIJA |  |  | 2024 |  |  | 05. VANDENS TIEKIMAS, NUOTEKŲ VALYMAS, ATLIEKŲ TVARKYMAS IR REGENERAVIMAS
Atsakydami į klausimus, pateikite pagrindinę informaciją apie įmonę (šią dalį privaloma užpildyti). | [5 empty] | 06. STATYBA
07. DIDMENINĖ IR MAŽMENINĖ PREKYBA
Įrašykite įmonės pavadinimą | [5 empty] | 08. TRANSPORTAVIMAS IR SAUGOJIMAS
09. APGYVENDINIMO IR MAITINIMO PASLAUGŲ VEIKLA
Pasirinkite ataskaitinius metus: | [5 empty] | 10. LEIDYBA, TRANSLIAVIMAS IR TURINIO GAMYBA IR PLATINIMAS
11. TELEKOMUNIKACIJOS, KOMPIUTERIŲ PROGRAMAVIMO, KONSULTACINĖ, KOMUNIKACIJOS INFRASTRUKTŪROS IR KITA SUSIJUSI VEIKLA
Pasirinkite veiklos šalį: | [5 empty] | 12. FINANSINĖ IR DRAUDIMO VEIKLA
13. NEKILNOJAMOJO TURTO OPERACIJOS
Nurodykite veiklos sektorių: | [5 empty] | 14. PROFESINĖ, MOKSLINĖ IR TECHNINĖ VEIKLA
15. ADMINISTRACINĖ IR APTARNAVIMO VEIKLA
16. VIEŠAS ADMINISTRAVIMAS IR GYNYBA; PRIVALOMASIS SOCIALINIS DRAUDIMAS
Ar skaičiuojate 3 lygio ŠESD emisijas? | [5 empty] | 17. ŠVIETIMAS
18. ŽMONIŲ SVEIKATOS PRIEŽIŪRA IR SOCIALINIS DARBAS
- Pateikite šią informaciją, tik jei skaičiuote 3 lygio ŠESD emisijas - | [5 empty] | 19. MENINĖ, PRAMOGINĖ IR POILSIO ORGANIZAVIMO VEIKLA
20. KITA APTARNAVIMO VEIKLA
Apskaičiuotas 3 lygio ŠESD emisijų kiekis: |  | tCO2e |  |  |  | 21. NAMŲ ŪKIŲ, SAMDANČIŲ DARBININKUS, VEIKLA; NAMŲ ŪKIŲ VEIKLA, SUSIJUSI SU SAVOMS REIKMĖMS TENKINTI SKIRTŲ NEDIFERENCIJUOJAMŲ GAMINIŲ GAMYBA IR PASLAUGŲ TEIKIMU
22. EKSTRATERITORINIŲ ORGANIZACIJŲ IR ĮSTAIGŲ VEIKLA
Pateikite informaciją, ar 3 lygio ŠESD emisijų skaičiavimai apima šias kategorijas | Pasirinkite Taip/Ne | Komentarai
1 KAT.: Įsigytos prekės ir paslaugos | Ne
2 KAT.: Ilgalaikis turtas | Ne
3 KAT.: Kuro gavyba ir transportavimas | Ne
4 KAT.: Emisijos iš transporto priemonių (atvežimo paslaugos) | Ne
5 KAT.: Atliekų susidarymas ir šalinimas | Ne
6 KAT.: Verslo kelionės | Ne
7 KAT.: Darbuotojų kelionės iš/į darbą | Ne
8 KAT.: Išnuomuotas turtas | Ne
9 KAT.: Emisijos iš transporto priemonių (išvežimo paslaugos) | Ne
10 KAT.: Parduotų produktų apdorojimas | Ne
11 KAT.: Parduotų produktų naudojimas | Ne
12 KAT.: Parduotų produktų tvarkymas pasibaigus naudojimo laikui | Ne
13 KAT.: Nuomuojamas turtas | Ne
14 KAT.: Frančizės | Ne
15 KAT.: Investicijos | Ne

## 1 lygis
[11 empty] | 0% | Lengvasis automobilis | L | Taip | EUR | L | L | kWh
[11 empty] | 20% | Lengvoji krovininė | t | Ne | USD | kWh | kWh | MWh
[11 empty] | 40% | Sunkioji krovininė | kWh |  |  |  | MWh | t
[11 empty] | 60% | Autobusas | MWh |  |  |  | GWh
ŠESD emisijų skaičiuoklė | [7 empty] | Metai: | 0 |  | 80%
[7 empty] | Šalis: |  | 0 |  | 100%
1 lygis
1 lygio emisijos apima emisijas susidarančias iš šaltinių, kurie priklauso organizacijai arba yra jos tiesiogiai kontroliuojami. Tai emisijos susidarančios deginant kurą transporto priemonėms, patalpų šildymui, bei šaldymo įrangoje naudojant šaldymo agentus ir pan.
STACIONARIOS EMISIJOS
Emisijos susidariusios dėl sunaudoto kuro patalpoms šildyti ar įrangos veikimui užtikrinti (pvz. generatorių veiklai palaikyti).
Įveskite suvartoto kuro duomenis ataskaitiniais metais. Kad užpildytumėte suvartojimo duomenis pažymėkite atitinkamą langelį stulpelyje "Naudojama". Atkreipiame dėmesį, kad tiksliausi ŠESD emisijų duomenys gaunami įvedus faktinį suvartojimą, o ne skaičiuojant remiantis prielaidomis pagal patalpų plotą.
|  |  |  | Jeigu neturite faktinio suvartojimo duomenų >>> Prašome įvesti duomenis apskaičiuoti emisijas remiantis prielaidomis tik jeigu neturite realių suvartojimo duomenų (pateikiamų kairėje pusėje) | SKAIČIAVIMAS PRIELAIDOMIS PAGAL PLOTĄ
KURAS | NAUDOJAMA? | SUVARTOJIMAS | VNT. |  | PLOTAS | VNT.
Gamtinės dujos* | Ne |  |  |  |  | m2
Mazutas | Ne |  |  |  |  | m2
Dyzelis** | Ne |  |  |  |  | m2
Anglis | Ne |  |  |  |  | m2
LPG | Ne |  |  |  |  | m2
Propanas | Ne |  |  |  |  | m2
Biomasė:
Biomasė - mediena | Ne |  |  |  |  | m2 | Atkreipiame dėmesį, kad remiantis ŠESD protokolu emisijos iš biomasės nesukuria 1 lygio emisijų.
Biomasė - medžio drožlės | Ne |  |  |  |  | m2
Biomasė - medžio granulės | Ne |  |  |  |  | m2
Biomasė - šiaudai/žolė | Ne |  |  |  |  | m2
*galite įtraukti ir kitas gamtines dujas, pavyzdžiui LNG (suskystintas gamtines dujas) ir CNG (suspaustas gamtines dujas) atsižvelgdami į skirtingą dujų tankį tarp gamtinių dujų, LNG ir CNG.
**galite įtraukti kitus naftos kurus, pavyzdžiui žibalą, skalūnų naftą ir pan.
NESTACIONARIOS EMISIJOS
Emisijos atsirandančios dėl įmonei priklausančio ir veikloje naudojamo transporto (pvz. įmonės automobiliai). Įtraukite duomenis tik iš organizacijai priklausančių ar lizinguojamų transporto priemonių, panaudos sutartimis ar darbuotojams priklausančios transporto priemonės nėra įtraukiamos į skaičiavimus.
Įveskite įmonei tiesiogiai priklausančių ar lizinguojamų transporto priemonių kuro suvartojimo duomenis ataskaitiniais metais. Atkreipiame dėmesį, kad tiksliausi ŠESD emisijų duomenys gaunami įvedus faktinį suvartojimą, o ne skaičiuojant remiantis prielaidomis pagal atstumą ar išlaidas.
Rinkitės vieną metodą - pagal atstumą arba pagal išlaidas - apskaičiuoti emisijas
KURAS | NAUDOJAMA? | SUVARTOJIMAS | VNT. |  | SKAIČIAVIMAS PAGAL ATSTUMĄ |  |  | SKAIČIAVIMAS PAGAL IŠLAIDAS
|  |  |  | Jeigu neturite faktinio suvartojimo duomenų >>> Prašome įvesti duomenis apskaičiuoti emisijas remiantis prielaidomis tik jeigu neturite realių suvartojimo duomenų (pateikiamų kairėje pusėje) | Rūšis | Nuvažiuoti KM | VNT. | Išlaidos | VNT.
Dyzelis | Ne | [5 empty] | km |  | EUR
[7 empty] | km |  | EUR
[7 empty] | km |  | EUR
Benzinas | Ne | [5 empty] | km |  | EUR
[7 empty] | km |  | EUR
[7 empty] | km |  | EUR
LNG | Ne |  |  |  | Netaikoma |  |  | Netaikoma
LPG | Ne | [5 empty] | km |  | EUR
[7 empty] | km |  | EUR
[7 empty] | km |  | EUR
CNG | Ne | [5 empty] | km | Netaikoma
km
km
AdBlue | Ne |  | kg |  | Netaikoma
ŠALDYMO AGENTŲ EMISIJOS
Šios emisijos susidaro dėl šaldymo įrangoje (šaldytuvuose, kondicionavimo sistemoje) naudojamų šaldymo agentų nuotėkio, įrangos gyvavimo ciklo pabaigos.
Įveskite papildytų (dėl nutekėjimo ar kitų priežasčių) šaldymo agento kiekį. Šioje dalyje nėra galimybės apskaičiuoti emisijas remiantis prielaidomis. Jeigu nežinote ar neturite duomenų apie šaldymo agentų suvartojimą, palikite lentelę neužpildytą.
Dla CO2 emisyjnosc 1
ŠALDYMO AGENTAI
NR. | PAVADINIMAS | KIEKIS | VNT.
1 |  |  | kg
2 |  |  | kg
3 |  |  | kg
4 |  |  | kg
5 |  |  | kg
6 |  |  | kg
7 |  |  | kg
8 |  |  | kg
9 |  |  | kg
10 |  |  | kg
*Nuotėkio emisijos dėl tiesioginių technologinių procesų. Jeigu tokio tipo emisijos aktualios, įveskite apskaičiuotus emisijų duomenis.
Emisijos iš tiesioginių technologinių procesų |  |  |  | tCO2e
Atsakykite į klausimus apie žemės ūkiui būdingas emisijas (jeigu įmonė neveikia žemės ūkio srityje, pasirinkite "Ne")
Ar įmonė veikia žemės ūkio srityje? |  |  |  | Ne
TOLIAU PILDOMA INFORMACIJA AKTUALI TIK ĮMONĖMS VEIKIANČIOMS ŽEMĖS ŪKIO SRITYJE ↓↓↓
ŽEMĖS ŪKIUI BŪDINGOS EMISIJOS
Šioje srityje emisijos susidaro dėl enterinės fermentacijos, mėšlo tvarkymo, organinės kilmės trąšų (mėšlo) paskirstymo lauke ir dirvožemio emisijos susidarančios dėl trąšų.
Įveskite duomenis lentelėse. Enterinės fermentacijos ir mėšlo tvarkymo emisijoms skaičiuoti svarbus turimų gyvulių kiekis. Dirvožemio išskiriamų N2O emisijų kiekiui įvertinti, įveskite sunaudotų trąšų kiekį ataskaitiniais metais.
ENTERINĖ FERMENTACIJA, MĖŠLO TVARKYMAS IR ORGANINĖS KILMĖS TRĄŠOS
Enterinė fermentacija – tai procesas, kurio metu atrajotojai, virškindami pašarus, išskiria metaną. Mėšlo tvarkymas apima gyvulių išmatų valdymą, įskaitant emisijas, kylančias dėl mėšlo paskirstymo ganyklose, taip pat dėl jo surinkimo ir kaupimo, kai gyvuliai nėra laikomi ganyklose. Ši skaičiuoklė daro prielaidą, kad likęs gyvulių mėšlas yra kaupiamas, o tai lemia (daugiausia) metano emisijas.
Gyvūnų rūšis |  | Gyvūnų kiekis* |  | Koks procentas mėšlo paskirstomas laukuose?
Pieniniai galvijai
Kiti galvijai
Avys
Kiaulės
Ožkos
Arkliai
Paukščiai
Triušiai
* Nurodykite vidutinį gyvūnų skaičių per ataskaitinį laikotarpį (įprastai tarp sausio 1 ir gruodžio 31 d.)
DĖL TRĄŠŲ NAUDOJIMO SUSIDARANČIOS EMISIJO
Tam tikrų trąšų naudojimas sukelia ŠESD emisijas (dirvožemio N₂O ir CO₂ emisijos). Azoto trąšos suyra ir išskiria azoto suboksidą (N₂O) bei anglies dioksidą (CO₂, ypač naudojant karbamidą). Kita vertus, dolomitas ir kalkakmenis taip pat sukelia CO₂ emisijas. Kalbant apie azoto trąšas, pateikite jų kiekį aktyviosios medžiagos vienetais, o ne bendrą sunaudojimą.
Trąšų tipas |  |  | KIEKIS | VNT.
Mineralinės (dirbtinės) azoto trąšos (panaudoto azoto kiekis)
Organinės azoto trąšos (panaudoto azoto kiekis)
Kalkakmenis
Dolomitas
Mėšlas, paskirstytas dirvožemyje kaip trąša*
*gyvūnų mėšlas, kuris buvo tikslingai paskirstytas dirvožemyje kaip trąša
No refrigerants
Litres |  | CO2
Tonnes |  | Propane
kWh |  | R134
MWh |  | R134A
GWh |  | R32
m3 |  | R143a
GJ |  | R125
EUR |  | R1234yf
R402A
R402B
R403A
R403B
R404A
R448A
R449A
R452A
R407B
R407C
R407D
R407E
R407F
R408A
R410A
R410B
R411A
R411B
R412A
R413A
R414A
R414B
R415A
R415B
R416A
R417A
R417B
R417C
R418A
R419A
R419B
R420A
R421A
R421B
R422A
R422B
R422C
R422D
R422E
R423A
R424A
R425A
R426A
R427A
R428A
R429A
R430A
R431A
R432A
R433A
R433B
R433C
R434A
R435A
R436A
R436B
R437A
R438A
R439A
R440A
R441A
R442A
R443A
R444A
R445A
R500
R501
R502
R503
R504
R505
R506
R507A
R508A
R508B
R509A
R510A
R511A
R512A
R600
R744

## 2 lygis
[10 empty] | <Select country> | kWh | EUR | Taip | kWh
[10 empty] | Austria | MWh |  | Ne | MWh
[10 empty] | Belgium | GWh |  |  | GJ
[10 empty] | Bulgaria | GJ
ŠESD emisijų skaičiuoklė | [7 empty] | Metai: | 0 | Croatia
[6 empty] | Šalis: |  |  | 0 | Czechia
2 lygis | [9 empty] | Denmark
2 lygis apima netiesiogines emisijas atsirandančias dėl elektros energijos, centralizuoto šilumos tiekimo, techninio garo arba centralizuoto vėsinimo tiekimo vartojimo, nepriklausomai nuo nuosavybės teisių t. y. patalpose priklausančiose nuosavybės teise ar nuomojamose (pvz., biurai ir (arba) sandėliai), tiesiogiai priklausantiems ir nuomojamiems įrenginiams.
Finland
France
Germany
ELEKTROS ENERGIJA | [9 empty] | Greece
Įveskite duomenis apie suvartotą elektros energijos kiekį - atskirai nurodykite iš atsinaujinančių energijos šaltinių gautą/nupirktą kiekį. Šalis pirmame stulpelyje užpildoma automatiškai, kituose stulpeliuose galite pasirinkti kitą šalį. Jeigu neturite suvartoto elektros energijos kiekio, galite apskaičiuoti remiantis prielaidomis pagal patirtas išlaidas. | [9 empty] | Hungary
Ireland
[5 empty] | Šalis (pirmoji užsipildo automatiškai) | 0 |  |  | VNT. | Italy
NUPIRKTA |  | Kiek elektros energijos įsigijote per ataskaitinius metus (neįtraukiant iš atsinaujinančių energijos šaltinių gauto kiekio)?
|  | Ar turite atsinaujinančios elektros energijos kilmės garantiją arba sertifikatą ataskaitiniais metais? |  |  |  | Ne | Ne | Ne |  | Portugal
|  | Kiek elektros energijos, gautos iš atsinaujinančiųjų energijos išteklių, įsigijote ataskaitiniais metais? | [6 empty] | MWh
|  | ↓↓↓ Įveskite duomenis tik jeigu neturite suvartojimo duomenų ir norite apskaičiuoti remiantis prielaidomis ↓↓↓ | [7 empty] | Netherlands
|  | APSKAIČIAVIMAS PRIELAIDOMIS: Kiek sumokėjote už elektros energiją (neįtraukiant iš atsinaujinančių šaltinių gautos elektros energijos išlaidų)? | [6 empty] | EUR | Poland
|  | APSKAIČIAVIMAS PRIELAIDOMIS: Kiek sumokėjote už iš atsinaujinančių energijos šaltinių gautą elektros energiją? | [6 empty] | EUR | Estija
Latvija
Lietuva
ŠILDYMO, VĖSINIMO IR GARO ENERGIJA
Duomenys apie iš išorės perkamą/tiekiamą šildymo energiją, pvz. centralizuotą šildymą, arba šaldymo energiją. Atkreipkite dėmesį, kad centralizuotu šildymu nėra laikoma šiluma gaunama iš turimo katilo, o vėsinimo energija nėra teikiama kondicionieriais. Taip pat neįtraukite energijos, kuri išgaunama atsinaujinančių energijos šaltinių pagalba. Šildymo energiją galite apskaičiuoti remiantis prielaidomis pagal plotą, tačiau to negalima padaryti vėsinimo ar garo energijai. Atkreipiame dėmesį, kad tiksliausi ŠESD emisijų duomenys gaunami įvedus realų suvartojimą, o ne skaičiuojant remiantis prielaidomis pagal patalpų plotą.
SKAIČIAVIMAS PRIELAIDOMIS PAGAL PLOTĄ
ENERGIJA | Naudojama? | SUVARTOJIMAS | VNT. | Jeigu neturite faktinio suvartojimo duomenų >>> Prašome įvesti duomenis apskaičiuoti emisijas remiantis prielaidomis tik jeigu neturite realių suvartojimo duomenų (pateikiamų kairėje pusėje) |  | PLOTAS | VNT
Šildymo energija | Ne | [5 empty] | m2
Vėsinimo energija | Ne |  |  |  |  | Netaikoma
Garo energija | Ne |  |  |  |  | Netaikoma
FALSE
RES
NON-RES
FALSE
Heating
Cooling
Steam

## Ataskaita
Emisijų ataskaita | - |  |  | 1 ir 2 lygio emisijų |  |  | -
Viso emisijų |  | Viso 1 lygio emisijų |  |  | Viso 2 lygio emisijų |  | Viso 3 lygio emisijų
0 |  | 0 |  |  | 0 |  | -
tCO2e/m |  | tCO2e/m |  |  | tCO2e/m |  | tCO2e/m
[9 empty] | Volkswagen Golf |  | tree
Bendros 1 ir 2 lygio emisijos palyginti su: |  | 0 |  |  | 0 |  | 0 |  | 120 | gCO2e/km | 6-7kgCO2/year
|  | Medžių kiekiu neutralizuoti emisijų poveikį per metus |  |  | Nuvažiuoti kilometrai (benzinu) |  | kartų apkeliauti pasaulį automobiliu |  | kms driven (petrol)
1 lygis (tiesioginės emisijos) |  | 0 | tCO2e/m | % | % REALAUS
Stacionarios emisijos |  | 0 | tCO2e/m | 0% | 0% | DUOMENŲ ANALIZĖ
Nestacionarios emisijos |  | 0 | tCO2e/m | 0% | 0%
Šaldymo agentų emisijos |  | 0 | tCO2e/m | 0% | 0% | % REALAUS SUVARTOJIMO DUOMENŲ:
Žemės ūkio emisijos |  | 0 | tCO2e/m | 0% | 0% | 0%
% PRIELAIDOMIS PAREMTŲ DUOMENŲ:
2 lygis (netiesioginės emisijos) |  | 0 | tCO2e/m | % | % REALAUS | 100%
Elektros energija |  | 0 | tCO2e/m | 0% | 0%
Šildymo/šaldymo energija |  | 0 | tCO2e/m | 0% | 0%
Yra AIE kilmės garantijos? |  | Nėra kilmės garantijos
3 lygis (netiesioginės emisijos)
3 lygis |  | 0 | tCO2e/m | Tiesiogiai įmonės pateikiami duomenys
Padengtos kategorijos |  | 0
Emisijos neįtrauktos į 1, 2 lygį:
Biomasės emisijos (tik CO2) |  | 0 | tCO2e/m | CO2 biomasės emisijos nėra įtraukiamos į 1 ir 2 lygio emisijas, CH4 ir N2O yra įtrauktos į 1 lygio stacionarias emisijas.
Procentinis pasiskirstymas [%] |  |  |  | 1 lygio emisijų pasiskirstymas [tCO2e]
2 lygio emisijų pasiskirstymas [tCO2e] |  |  |  | 1, 2 ir 3 lygio emisijos [tCO2e]
1 lygis
2 lygis
3 lygis
Graf
1 lygis
2 lygis
This chart isn't available in your version of Excel.
Editing this shape or saving this workbook into a different file format will permanently break the chart.

## Calculations (hidden)
CALCULATIONS |  | VALUE & UNITS | [8 empty] | Energy benchmark (kWh / mkw) | EMISSIONS FACTOR |  |  | CALCULATED EMISSIONS | [5 empty] | END RESULTS | [14 empty] | Year | 0
Category | Applicable? | Value A | Unit A | Connection A | Connection B | Connection C | Value B | Unit B | Value C | Unit C |  | Emissions factor A | Emissions factor B | Emissions factor C | EMISSIONS A | Unit | EMISSIONS B | Unit | EMISSIONS C | Unit | EMISSIONS TOTAL | UNIT | Actual | Estimated | Actual % |  | Actual | Estimated | Total | % actual
Scope 1 | [25 empty] | Total Scope 1: | 0 | 0 | 0 | 0%
STATIONARY EMISSIONS | [25 empty] | STATIONARY EMISSIONS: | 0 | 0 | 0 | 0%
Natural gas | NO | 0 | 0 | Natural gas 0 |  |  | 0 | m2 |  |  | 101.7143 | 0 | 0.00020264 |  | 0 | 0 | 0 | tCO2e |  |  | 0 | 0 | 0 | 0 | 0%
Burning oil | NO | 0 | 0 | Burning oil 0 |  |  | 0 | m2 |  |  | 101.7143 | 0 | 0.00025975 |  | 0 | 0 | 0 | tCO2e |  |  | 0 | 0 | 0 | 0 | 0%
Diesel | NO | 0 | 0 | Diesel 0 |  |  | 0 | m2 |  |  | 101.7143 | 0 | 0.00025403 |  | 0 | 0 | 0 | tCO2e |  |  | 0 | 0 | 0 | 0 | 0%
Coal | NO | 0 | 0 | Coal 0 |  |  | 0 | m2 |  |  | 101.7143 | 0 | 0.00036549 |  | 0 | 0 | 0 | tCO2e |  |  | 0 | 0 | 0 | 0 | 0%
LPG | NO | 0 | 0 | LPG 0 |  |  | 0 | m2 |  |  | 101.7143 | 0 | 0.00023031 |  | 0 | 0 | 0 | tCO2e |  |  | 0 | 0 | 0 | 0 | 0% | [5 empty] | Biomass CO2 - outside of scopes
Propane | NO | 0 | 0 | Propane 0 |  |  | 0 | m2 |  |  | 101.7143 | 0 | 0.00023257 |  | 0 | 0 | 0 | tCO2e |  |  | 0 | 0 | 0 | 0 | 0% | [5 empty] | Factor for actual | Factor for estimated | Consumption actual | Consumption estimated | Emissions
BIOMASS | [25 empty] | BIOMASS: | Actual | Estimated | Total | % actual
Biomass - wood logs | NO | 0 | 0 | Biomass - wood logs 0 |  |  | 0 | m2 |  |  | 101.7143 | 0 | 0.043036 |  | 0 | 0 | 0 | tCO2e |  |  | 0 | 0 | 0 | 0 | 0% |  | 0 | 0 | 0 | 0% | 0 | 1.132e-05 | 0 | 0 | 0
Biomass - wood chips | NO | 0 | 0 | Biomass - wood chips 0 |  |  | 0 | m2 |  |  | 101.7143 | 0 | 0.050555 |  | 0 | 0 | 0 | tCO2e |  |  | 0 | 0 | 0 | 0 | 0% | [5 empty] | 0 | 1.132e-05 | 0 | 0 | 0
Biomass - wood pellets | NO | 0 | 0 | Biomass - wood pellets 0 |  |  | 0 | m2 |  |  | 101.7143 | 0 | 0.050555 |  | 0 | 0 | 0 | tCO2e |  |  | 0 | 0 | 0 | 0 | 0% | [5 empty] | 0 | 1.132e-05 | 0 | 0 | 0
Biomass - grass/straw | NO | 0 | 0 | Biomass - grass/straw 0 |  |  | 0 | m2 |  |  | 101.7143 | 0 | 0.048048 |  | 0 | 0 | 0 | tCO2e |  |  | 0 | 0 | 0 | 0 | 0% | [5 empty] | 0 | 1.454e-05 | 0 | 0 | 0
NON-STATIONARY EMISSIONS | [25 empty] | NON-STATIONARY EMISSIONS | Actual | Estimated | Total | % actual
Diesel | NO | 0 | 0 | Diesel 0 | - Diesel |  | 0 | km | 0 | EUR | 0 | 0 | 0 | 0 | 0 | 0 | 0 | 0 | 0 | 0 | 0 | 0 | 0 | 0 | 0% |  | 0 | 0 | 0 | 0%
Diesel | NO | 0 | 0 | Diesel 0 | - Diesel |  | 0 | km | 0 | EUR | 0 | 0 | 0 | 0 | 0 | 0 | 0 | 0 | 0 | 0 | 0 | 0 | 0 | 0 | 0%
Diesel | NO | 0 | 0 | Diesel 0 | - Diesel |  | 0 | km | 0 | EUR | 0 | 0 | 0 | 0 | 0 | 0 | 0 | 0 | 0 | 0 | 0 | 0 | 0 | 0 | 0%
Petrol | NO | 0 | 0 | Petrol 0 | - Petrol |  | 0 | km | 0 | EUR | 0 | 0 | 0 | 0 | 0 | 0 | 0 | 0 | 0 | 0 | 0 | 0 | 0 | 0 | 0%
Petrol | NO | 0 | 0 | Petrol 0 | - Petrol |  | 0 | km | 0 | EUR | 0 | 0 | 0 | 0 | 0 | 0 | 0 | 0 | 0 | 0 | 0 | 0 | 0 | 0 | 0%
Petrol | NO | 0 | 0 | Petrol 0 | - Petrol |  | 0 | km | 0 | EUR | 0 | 0 | 0 | 0 | 0 | 0 | 0 | 0 | 0 | 0 | 0 | 0 | 0 | 0 | 0%
LNG | NO | 0 | 0 | LNG 0 | [7 empty] | 0 |  |  | 0 | 0 |  |  |  |  | 0 | 0 | 0 | 0 | 0%
LNG | NO | 0 | 0 | LNG 0 | [7 empty] | 0 |  |  | 0 | 0 |  |  |  |  | 0 | 0 | 0 | 0 | 0%
LNG | NO | 0 | 0 | LNG 0 | [7 empty] | 0 |  |  | 0 | 0 |  |  |  |  | 0 | 0 | 0 | 0 | 0%
LPG | NO | 0 | 0 | LPG 0 | - LPG |  | 0 | km | 0 | EUR | 0 | 0 | 0 | 0 | 0 | 0 | 0 | 0 | 0 | 0 | 0 | 0 | 0 | 0 | 0%
LPG | NO | 0 | 0 | LPG 0 | - LPG |  | 0 | km | 0 | EUR | 0 | 0 | 0 | 0 | 0 | 0 | 0 | 0 | 0 | 0 | 0 | 0 | 0 | 0 | 0%
LPG | NO | 0 | 0 | LPG 0 | - LPG |  | 0 | km | 0 | EUR | 0 | 0 | 0 | 0 | 0 | 0 | 0 | 0 | 0 | 0 | 0 | 0 | 0 | 0 | 0%
CNG | NO | 0 | 0 | CNG 0 | - CNG |  | 0 | km |  |  |  | 0 | 0 |  | 0 | 0 | 0 | 0 |  |  | 0 | 0 | 0 | 0 | 0%
CNG | NO | 0 | 0 | CNG 0 | - CNG |  | 0 | km |  |  |  | 0 | 0 |  | 0 | 0 | 0 | 0 |  |  | 0 | 0 | 0 | 0 | 0%
CNG | NO | 0 | 0 | CNG 0 | - CNG |  | 0 | km |  |  |  | 0 | 0 |  | 0 | 0 | 0 | 0 |  |  | 0 | 0 | 0 | 0 | 0%
AdBlue | NO | 0 | kg | AdBlue kg | [7 empty] | 0.000238 |  |  | 0 | tCO2e |  |  |  |  | 0 | tCO2e | 0 |  | 0%
FUGITIVE EMISSIONS | [25 empty] | FUGITIVE EMISSIONS: | Actual | Estimated | Total | % actual
0 | NO | 0 | kg | 0 | [7 empty] | 0 |  |  | 0 | 0 |  |  |  |  | 0 | 0 | 0 |  | 0% |  | 0 | 0 | 0 | 0%
0 | NO | 0 | kg | 0 | [7 empty] | 0 |  |  | 0 | 0 |  |  |  |  | 0 | 0 | 0 |  | 0%
0 | NO | 0 | kg | 0 | [7 empty] | 0 |  |  | 0 | 0 |  |  |  |  | 0 | 0 | 0 |  | 0%
0 | NO | 0 | kg | 0 | [7 empty] | 0 |  |  | 0 | 0 |  |  |  |  | 0 | 0 | 0 |  | 0%
0 | NO | 0 | kg | 0 | [7 empty] | 0 |  |  | 0 | 0 |  |  |  |  | 0 | 0 | 0 |  | 0%
0 | NO | 0 | kg | 0 | [7 empty] | 0 |  |  | 0 | 0 |  |  |  |  | 0 | 0 | 0 |  | 0%
0 | NO | 0 | kg | 0 | [7 empty] | 0 |  |  | 0 | 0 |  |  |  |  | 0 | 0 | 0 |  | 0%
0 | NO | 0 | kg | 0 | [7 empty] | 0 |  |  | 0 | 0 |  |  |  |  | 0 | 0 | 0 |  | 0%
0 | NO | 0 | kg | 0 | [7 empty] | 0 |  |  | 0 | 0 |  |  |  |  | 0 | 0 | 0 |  | 0%
0 | NO | 0 | kg | 0 | [7 empty] | 0 |  |  | 0 | 0 |  |  |  |  | 0 | 0 | 0 |  | 0%
OTHER PROCESS-RELATED EMISSIONS | [25 empty] | OTHER PROCESS-RELATED EMISSIONS: | Actual | Estimated | Total | % actual
Emissions from direct processes | NO | 0 | tCO2e | [17 empty] | 0 | tCO2e | 0 |  | 0% |  | 0 | 0 | 0 | 0%
AGRICULTURE |  |  |  |  | % of manure going to field >>> | corrected number of animals | [19 empty] | AGRICULTURE | Actual | Estimated | Total | % actual
EF Dairy Cattle | NO | 0 | pcs. | EF Dairy Cattle |  | 0 | [5 empty] | 0 |  |  | 0 | 0 |  |  |  |  | 0 | 0 | 0 |  | 0% |  | 0 | 0 | 0 | 0%
EF Non-dairy cattle | NO | 0 | pcs. | EF Non-dairy cattle |  | 0 | [5 empty] | 0 |  |  | 0 | 0 |  |  |  |  | 0 | 0 | 0 |  | 0%
EF Sheep | NO | 0 | pcs. | EF Sheep |  | 0 | [5 empty] | 0 |  |  | 0 | 0 |  |  |  |  | 0 | 0 | 0 |  | 0%
EF Swine | NO | 0 | pcs. | EF Swine |  | 0 | [5 empty] | 0 |  |  | 0 | 0 |  |  |  |  | 0 | 0 | 0 |  | 0%
EF Goats | NO | 0 | pcs. | EF Goats |  | 0 | [5 empty] | 0 |  |  | 0 | 0 |  |  |  |  | 0 | 0 | 0 |  | 0%
EF Horses | NO | 0 | pcs. | EF Horses |  | 0 | [5 empty] | 0 |  |  | 0 | 0 |  |  |  |  | 0 | 0 | 0 |  | 0%
EF Poultry | NO | 0 | pcs. | EF Poultry |  | 0 | [5 empty] | 0 |  |  | 0 | 0 |  |  |  |  | 0 | 0 | 0 |  | 0%
EF Rabbit | NO | 0 | pcs. | EF Rabbit |  | 0 | [5 empty] | 0 |  |  | 0 | 0 |  |  |  |  | 0 | 0 | 0 |  | 0%
MM Dairy Cattle | NO | 0 | pcs. | MM Dairy Cattle | 0 | 0 | [5 empty] | 0 |  |  | 0 | 0 |  |  |  |  | 0 | 0 | 0 |  | 0%
MM Non-dairy cattle | NO | 0 | pcs. | MM Non-dairy cattle | 0 | 0 | [5 empty] | 0 |  |  | 0 | 0 |  |  |  |  | 0 | 0 | 0 |  | 0%
MM Sheep | NO | 0 | pcs. | MM Sheep | 0 | 0 | [5 empty] | 0 |  |  | 0 | 0 |  |  |  |  | 0 | 0 | 0 |  | 0%
MM Swine | NO | 0 | pcs. | MM Swine | 0 | 0 | [5 empty] | 0 |  |  | 0 | 0 |  |  |  |  | 0 | 0 | 0 |  | 0%
MM Goats | NO | 0 | pcs. | MM Goats | 0 | 0 | [5 empty] | 0 |  |  | 0 | 0 |  |  |  |  | 0 | 0 | 0 |  | 0%
MM Horses | NO | 0 | pcs. | MM Horses | 0 | 0 | [5 empty] | 0 |  |  | 0 | 0 |  |  |  |  | 0 | 0 | 0 |  | 0%
MM Poultry | NO | 0 | pcs. | MM Poultry | 0 | 0 | [5 empty] | 0 |  |  | 0 | 0 |  |  |  |  | 0 | 0 | 0 |  | 0%
MM Rabbit | NO | 0 | pcs. | MM Rabbit | 0 | 0 | [5 empty] | 0 |  |  | 0 | 0 |  |  |  |  | 0 | 0 | 0 |  | 0%
AS Dairy Cattle | NO | 0 | pcs. | AS Dairy Cattle | 0 | 0 | [5 empty] | 0 |  |  | 0 | 0 |  |  |  |  | 0 | 0 | 0 |  | 0%
AS Non-diary cattle | NO | 0 | pcs. | AS Non-diary cattle | 0 | 0 | [5 empty] | 0 |  |  | 0 | 0 |  |  |  |  | 0 | 0 | 0 |  | 0%
AS Sheep | NO | 0 | pcs. | AS Sheep | 0 | 0 | [5 empty] | 0 |  |  | 0 | 0 |  |  |  |  | 0 | 0 | 0 |  | 0%
AS Rabbit | NO | 0 | pcs. | AS Rabbit | 0 | 0 | [5 empty] | 0 |  |  | 0 | 0 |  |  |  |  | 0 | 0 | 0 |  | 0%
AS Swine | NO | 0 | pcs. | AS Swine | 0 | 0 | [5 empty] | 0 |  |  | 0 | 0 |  |  |  |  | 0 | 0 | 0 |  | 0%
AS Goats | NO | 0 | pcs. | AS Goats | 0 | 0 | [5 empty] | 0 |  |  | 0 | 0 |  |  |  |  | 0 | 0 | 0 |  | 0%
AS Horses | NO | 0 | pcs. | AS Horses | 0 | 0 | [5 empty] | 0 |  |  | 0 | 0 |  |  |  |  | 0 | 0 | 0 |  | 0%
AS Poultry | NO | 0 | pcs. | AS Poultry | 0 | 0 | [5 empty] | 0 |  |  | 0 | 0 |  |  |  |  | 0 | 0 | 0 |  | 0%
Inorganic Nitrogen fertilizers | NO | 0 | 0 | Inorganic Nitrogen fertilizers |  | 0 | [5 empty] | 0 |  |  | 0 | 0 |  |  |  |  | 0 | 0 | 0 |  | 0%
Organic Nitrogen fertilizers | NO | 0 | 0 | Organic Nitrogen fertilizers |  | 0 | [5 empty] | 0 |  |  | 0 | 0 |  |  |  |  | 0 | 0 | 0 |  | 0%
Limestone | NO | 0 | 0 | Limestone |  | 0 | [5 empty] | 0 |  |  | 0 | 0 |  |  |  |  | 0 | 0 | 0 |  | 0%
Dolomite | NO | 0 | 0 | Dolomite |  | 0 | [5 empty] | 0 |  |  | 0 | 0 |  |  |  |  | 0 | 0 | 0 |  | 0% |  | Actual | Estimated | Total | % actual
Animal manure applied to soils | NO | 0 | 0 | Animal manure applied to soils |  | 0 | [5 empty] | 0 |  |  | 0 | 0 |  |  |  |  | 0 | 0 | 0 |  | 0%
Scope 2 | [25 empty] | Total Scope 2: | 0 | 0 | 0 | 0%
ELECTRICITY | [25 empty] | ELECTRICITY: | 0 | 0 | 0 | 0%
TOTAL PURCHASE | NO | 0 | 0 | Electricity - 0 (0) | 0 - Distribution and trade of electricity |  | 0 | EUR |  |  |  | 0 | 0 |  | 0 | 0 | 0 | 0 |  |  | 0 | 0 | 0 | 0 | 0%
TOTAL PURCHASE | NO | 0 | 0 | Electricity - (0) | - Distribution and trade of electricity |  | 0 | EUR |  |  |  | 0 | 0 |  | 0 | 0 | 0 | 0 |  |  | 0 | 0 | 0 | 0 | 0%
TOTAL PURCHASE | NO | 0 | 0 | Electricity - (0) | - Distribution and trade of electricity |  | 0 | EUR |  |  |  | 0 | 0 |  | 0 | 0 | 0 | 0 |  |  | 0 | 0 | 0 | 0 | 0%
RES PURCHASE | NO | 0 | MWh | Electricity - 0 (MWh) | 0 - Distribution and trade of electricity |  | 0 | EUR |  |  |  | 0 | 0 |  | 0 | 0 | 0 | 0 |  |  | 0 | 0 | 0 | 0 | 0%
RES PURCHASE | NO | 0 | MWh | Electricity - (MWh) | - Distribution and trade of electricity |  | 0 | EUR |  |  |  | 0 | 0 |  | 0 | 0 | 0 | 0 |  |  | 0 | 0 | 0 | 0 | 0%
RES PURCHASE | NO | 0 | MWh | Electricity - (MWh) | - Distribution and trade of electricity |  | 0 | EUR |  |  |  | 0 | 0 |  | 0 | 0 | 0 | 0 |  |  | 0 | 0 | 0 | 0 | 0%
HEATING, COOLING, STEAM | [25 empty] | HEATING, COOLING, STEAM: | Actual | Estimated | Total | % actual
District Heating | NO | 0 | 0 | 0 District Heating | kWh District Heating |  | 0 | m2 |  |  | 101.7143 | 0 | 0 |  | 0 | 0 | 0 | 0 |  |  | 0 | 0 | 0 | 0 | 0% |  | 0 | 0 | 0 | 0%
District Cooling | NO | 0 | 0 | 0 District Cooling | kWh District Cooling |  | 0 | 0 |  |  | 101.7143 | 0 | 0 |  | 0 | 0 | 0 | 0 |  |  | 0 | 0 | 0 | 0 | 0%
Steam | NO | 0 | 0 | 0 Steam | kWh Steam |  | 0 | 0 |  |  | 101.7143 | 0 | 0 |  | 0 | 0 | 0 | 0 |  |  | 0 | 0 | 0 | 0 | 0%
GRAND TOTAL: | [26 empty] | Actual | Estimated | Total | % actual
[27 empty] | 0 | 0 | 0 | 0%

## Carbon Factors (hidden)
Emission category | Lithuanian for VLOOKUP | Lithuanian for VLOOKUP | Latvian for VLOOKUP | Estonian for VLOOKUP | CO2e | CH4 | N2O | Base unit | Emission unit | Year | Source 2022
Agricultural soils | Animal manure applied to soils Estonia | Animal manure applied to soils Estonia | Animal manure applied to soils Estonia | Animal manure applied to soils Estonia | 2.73e-06 |  | 1e-05 | kg | tCO2e | 2024 | National-specific data from "Sectoral Report for Agriculture"
Agricultural soils | Animal manure applied to soils Latvia | Animal manure applied to soils Latvia | Animal manure applied to soils Latvia | Animal manure applied to soils Latvia | 2.73e-06 |  | 1e-05 | kg | tCO2e | 2024 | National-specific data from "Sectoral Report for Agriculture"
Agricultural soils | Animal manure applied to soils Lithuania | Animal manure applied to soils Lithuania | Animal manure applied to soils Lithuania | Animal manure applied to soils Lithuania | 2.73e-06 |  | 1e-05 | kg | tCO2e | 2024 | National-specific data from "Sectoral Report for Agriculture"
Agricultural soils | AS Dairy Cattle Estija | AS Dairy Cattle Estija | AS Dairy Cattle Igaunija | AS Dairy Cattle Eesti | 0.27804 |  | 0.0010185 | per head | tCO2e | 2022 | https://environment.govt.nz/assets/publications/Measuring-Emissions-Guidance_DetailedGuide_2023_ME1764.pdf
Agricultural soils | AS Dairy Cattle Latvija | AS Dairy Cattle Latvija | AS Dairy Cattle Latvija | AS Dairy Cattle Läti | 0.19929 |  | 0.00073 | per head | tCO2e | 2022 | https://environment.govt.nz/assets/publications/Measuring-Emissions-Guidance_DetailedGuide_2023_ME1764.pdf
Agricultural soils | AS Dairy Cattle Lietuva | AS Dairy Cattle Lietuva | AS Dairy Cattle Lietuva | AS Dairy Cattle Leedu | 0.18018 |  | 0.00066 | per head | tCO2e | 2022 | https://environment.govt.nz/assets/publications/Measuring-Emissions-Guidance_DetailedGuide_2023_ME1764.pdf
Agricultural soils | AS Goats Estija | AS Goats Estija | AS Goats Igaunija | AS Goats Eesti | 0.020315 |  | 7.4416e-05 | per head | tCO2e | 2022 | https://environment.govt.nz/assets/publications/Measuring-Emissions-Guidance_DetailedGuide_2023_ME1764.pdf
Agricultural soils | AS Goats Latvija | AS Goats Latvija | AS Goats Latvija | AS Goats Läti | 0.030604 |  | 0.0001121 | per head | tCO2e | 2022 | https://environment.govt.nz/assets/publications/Measuring-Emissions-Guidance_DetailedGuide_2023_ME1764.pdf
Agricultural soils | AS Goats Lietuva | AS Goats Lietuva | AS Goats Lietuva | AS Goats Leedu | 0.01911 |  | 7e-05 | per head | tCO2e | 2022 | https://environment.govt.nz/assets/publications/Measuring-Emissions-Guidance_DetailedGuide_2023_ME1764.pdf
Agricultural soils | AS Horses Estija | AS Horses Estija | AS Horses Igaunija | AS Horses Eesti | 0.076089 |  | 0.00027871 | per head | tCO2e | 2022 | https://environment.govt.nz/assets/publications/Measuring-Emissions-Guidance_DetailedGuide_2023_ME1764.pdf
Agricultural soils | AS Horses Latvija | AS Horses Latvija | AS Horses Latvija | AS Horses Läti | 0.061252 |  | 0.00022437 | per head | tCO2e | 2022 | https://environment.govt.nz/assets/publications/Measuring-Emissions-Guidance_DetailedGuide_2023_ME1764.pdf
Agricultural soils | AS Horses Lietuva | AS Horses Lietuva | AS Horses Lietuva | AS Horses Leedu | 0.0088314 |  | 3.2349e-05 | per head | tCO2e | 2022 | https://environment.govt.nz/assets/publications/Measuring-Emissions-Guidance_DetailedGuide_2023_ME1764.pdf
Agricultural soils | AS Non-diary cattle Estija | AS Non-diary cattle Estija | AS Non-diary cattle Igaunija | AS Non-diary cattle Eesti | 0.19651 |  | 0.00071981 | per head | tCO2e | 2022 | https://environment.govt.nz/assets/publications/Measuring-Emissions-Guidance_DetailedGuide_2023_ME1764.pdf
Agricultural soils | AS Non-diary cattle Latvija | AS Non-diary cattle Latvija | AS Non-diary cattle Latvija | AS Non-diary cattle Läti | 0.19955 |  | 0.00073097 | per head | tCO2e | 2022 | https://environment.govt.nz/assets/publications/Measuring-Emissions-Guidance_DetailedGuide_2023_ME1764.pdf
Agricultural soils | AS Non-diary cattle Lietuva | AS Non-diary cattle Lietuva | AS Non-diary cattle Lietuva | AS Non-diary cattle Leedu | 0.07917 |  | 0.00029 | per head | tCO2e | 2022 | https://environment.govt.nz/assets/publications/Measuring-Emissions-Guidance_DetailedGuide_2023_ME1764.pdf
Agricultural soils | AS Poultry Estija | AS Poultry Estija | AS Poultry Igaunija | AS Poultry Eesti | 0.00076401 |  | 2.7986e-06 | per head | tCO2e | 2022 | https://environment.govt.nz/assets/publications/Measuring-Emissions-Guidance_DetailedGuide_2023_ME1764.pdf
Agricultural soils | AS Poultry Latvija | AS Poultry Latvija | AS Poultry Latvija | AS Poultry Läti | 0.00065409 |  | 2.3959e-06 | per head | tCO2e | 2022 | https://environment.govt.nz/assets/publications/Measuring-Emissions-Guidance_DetailedGuide_2023_ME1764.pdf
Agricultural soils | AS Poultry Lietuva | AS Poultry Lietuva | AS Poultry Lietuva | AS Poultry Leedu | 0.00022025 |  | 8.0679e-07 | per head | tCO2e | 2022 | https://environment.govt.nz/assets/publications/Measuring-Emissions-Guidance_DetailedGuide_2023_ME1764.pdf
Agricultural soils | AS Rabbit Estija | AS Rabbit Estija | AS Rabbit Igaunija | AS Rabbit Eesti | 0.019519 |  | 7.15e-05 | per head | tCO2e | 2022 | https://environment.govt.nz/assets/publications/Measuring-Emissions-Guidance_DetailedGuide_2023_ME1764.pdf
Agricultural soils | AS Rabbit Latvija | AS Rabbit Latvija | AS Rabbit Latvija | AS Rabbit Läti | 0.017372 |  | 6.3634e-05 | per head | tCO2e | 2022 | https://environment.govt.nz/assets/publications/Measuring-Emissions-Guidance_DetailedGuide_2023_ME1764.pdf
Agricultural soils | AS Rabbit Lietuva | AS Rabbit Lietuva | AS Rabbit Lietuva | AS Rabbit Leedu | 0.01638 |  | 6e-05 | per head | tCO2e | 2022 | https://environment.govt.nz/assets/publications/Measuring-Emissions-Guidance_DetailedGuide_2023_ME1764.pdf
Agricultural soils | AS Sheep Estija | AS Sheep Estija | AS Sheep Igaunija | AS Sheep Eesti | 0.016631 |  | 6.0918e-05 | per head | tCO2e | 2022 | https://environment.govt.nz/assets/publications/Measuring-Emissions-Guidance_DetailedGuide_2023_ME1764.pdf
Agricultural soils | AS Sheep Latvija | AS Sheep Latvija | AS Sheep Latvija | AS Sheep Läti | 0.020216 |  | 7.4052e-05 | per head | tCO2e | 2022 | https://environment.govt.nz/assets/publications/Measuring-Emissions-Guidance_DetailedGuide_2023_ME1764.pdf
Agricultural soils | AS Sheep Lietuva | AS Sheep Lietuva | AS Sheep Lietuva | AS Sheep Leedu | 0.01365 |  | 5e-05 | per head | tCO2e | 2022 | https://environment.govt.nz/assets/publications/Measuring-Emissions-Guidance_DetailedGuide_2023_ME1764.pdf
Agricultural soils | AS Swine Estija | AS Swine Estija | AS Swine Igaunija | AS Swine Eesti | 0.0025158 |  | 9.2155e-06 | per head | tCO2e | 2022 | https://environment.govt.nz/assets/publications/Measuring-Emissions-Guidance_DetailedGuide_2023_ME1764.pdf
Agricultural soils | AS Swine Latvija | AS Swine Latvija | AS Swine Latvija | AS Swine Läti | 0.011107 |  | 4.0684e-05 | per head | tCO2e | 2022 | https://environment.govt.nz/assets/publications/Measuring-Emissions-Guidance_DetailedGuide_2023_ME1764.pdf
Agricultural soils | AS Swine Lietuva | AS Swine Lietuva | AS Swine Lietuva | AS Swine Leedu | 0.0028059 |  | 1.0278e-05 | per head | tCO2e | 2022 | https://environment.govt.nz/assets/publications/Measuring-Emissions-Guidance_DetailedGuide_2023_ME1764.pdf
Agricultural soils | Dolomite Estija | Dolomite Estonia | Dolomite Estonia | Dolomite Estonia | 0.00013 |  | 1e-05 | kg | tCO2e | 2024 | National-specific data from "Sectoral Report for Agriculture"
Agricultural soils | Dolomite Latvija | Dolomite Latvia | Dolomite Latvia | Dolomite Latvia | 0.00013 |  |  | kg | tCO2e | 2024 | National-specific data from "Sectoral Report for Agriculture"
Agricultural soils | Dolomite Lietuva | Dolomite Lithuania | Dolomite Lithuania | Dolomite Lithuania | 0.00013 |  |  | kg | tCO2e | 2024 | National-specific data from "Sectoral Report for Agriculture"
Agricultural soils | Inorganic Nitrogen fertilizers Estija | Inorganic Nitrogen fertilizers Estonia | Inorganic Nitrogen fertilizers Estonia | Inorganic Nitrogen fertilizers Estonia | 2.73e-06 |  | 1e-05 | kg | tCO2e | 2024 | National-specific data from "Sectoral Report for Agriculture"
Agricultural soils | Inorganic Nitrogen fertilizers Latvija | Inorganic Nitrogen fertilizers Latvia | Inorganic Nitrogen fertilizers Latvia | Inorganic Nitrogen fertilizers Latvia | 2.73e-06 |  | 1e-05 | kg | tCO2e | 2024 | National-specific data from "Sectoral Report for Agriculture"
Agricultural soils | Inorganic Nitrogen fertilizers Lietuva | Inorganic Nitrogen fertilizers Lithuania | Inorganic Nitrogen fertilizers Lithuania | Inorganic Nitrogen fertilizers Lithuania | 2.73e-06 |  | 1e-05 | kg | tCO2e | 2024 | National-specific data from "Sectoral Report for Agriculture"
Agricultural soils | Limestone Estija | Limestone Estonia | Limestone Estonia | Limestone Estonia | 0.00012 |  | 2e-05 | kg | tCO2e | 2024 | National-specific data from "Sectoral Report for Agriculture"
Agricultural soils | Limestone Latvija | Limestone Latvia | Limestone Latvia | Limestone Latvia | 0.00012 |  |  | kg | tCO2e | 2024 | National-specific data from "Sectoral Report for Agriculture"
Agricultural soils | Limestone Lietuva | Limestone Lithuania | Limestone Lithuania | Limestone Lithuania | 0.00012 |  |  | kg | tCO2e | 2024 | National-specific data from "Sectoral Report for Agriculture"
Agricultural soils | Organic Nitrogen fertilizers Estija | Organic Nitrogen fertilizers Estonia | Organic Nitrogen fertilizers Estonia | Organic Nitrogen fertilizers Estonia | 2.73e-06 |  | 1e-05 | kg | tCO2e | 2024 | National-specific data from "Sectoral Report for Agriculture"
Agricultural soils | Organic Nitrogen fertilizers Latvija | Organic Nitrogen fertilizers Latvia | Organic Nitrogen fertilizers Latvia | Organic Nitrogen fertilizers Latvia | 2.73e-06 |  | 1e-05 | kg | tCO2e | 2024 | National-specific data from "Sectoral Report for Agriculture"
Agricultural soils | Organic Nitrogen fertilizers Lietuva | Organic Nitrogen fertilizers Lithuania | Organic Nitrogen fertilizers Lithuania | Organic Nitrogen fertilizers Lithuania | 2.73e-06 |  | 1e-05 | kg | tCO2e | 2024 | National-specific data from "Sectoral Report for Agriculture"
Bioenergy | Biomass - grass/straw kWh | Biomass - grass/straw kWh | Biomass - grass/straw kWh | Biomass - grass/straw kWh | 1.454e-05 | 0.048048 | 0 | kWh | tCO2e | 2024 | DEFRA 2024
Bioenergy | Biomass - grass/straw MWh | Biomass - grass/straw MWh | Biomass - grass/straw MWh | Biomass - grass/straw MWh | 0.01454 | 0.01292 | 0 | MWh | tCO2e | 2024 | DEFRA 2024
Bioenergy | Biomass - grass/straw t | Biomass - grass/straw Tonnes | Biomass - grass/straw Tonnes | Biomass - grass/straw Tonnes | 0.054088 | 1.292e-05 | 0 | t | tCO2e | 2024 | DEFRA 2024
Bioenergy | Biomass - wood chips kWh | Biomass - wood chips kWh | Biomass - wood chips kWh | Biomass - wood chips kWh | 1.132e-05 | 0.050555 | 0 | kWh | tCO2e | 2024 | DEFRA 2024
Bioenergy | Biomass - wood chips MWh | Biomass - wood chips MWh | Biomass - wood chips MWh | Biomass - wood chips MWh | 0.01132 | 0.01053 | 0 | MWh | tCO2e | 2024 | DEFRA 2024
Bioenergy | Biomass - wood chips t | Biomass - wood chips Tonnes | Biomass - wood chips Tonnes | Biomass - wood chips Tonnes | 0.042765 | 1.053e-05 | 0 | t | tCO2e | 2024 | DEFRA 2024
Bioenergy | Biomass - wood logs kWh | Biomass - wood logs kWh | Biomass - wood logs kWh | Biomass - wood logs kWh | 1.132e-05 | 0.043036 | 0 | kWh | tCO2e | 2024 | DEFRA 2024
Bioenergy | Biomass - wood logs MWh | Biomass - wood logs MWh | Biomass - wood logs MWh | Biomass - wood logs MWh | 0.01132 | 0.01053 | 0 | MWh | tCO2e | 2024 | DEFRA 2024
Bioenergy | Biomass - wood logs t | Biomass - wood logs Tonnes | Biomass - wood logs Tonnes | Biomass - wood logs Tonnes | 0.046255 | 1.053e-05 | 0 | t | tCO2e | 2024 | DEFRA 2024
Bioenergy | Biomass - wood pellets kWh | Biomass - wood pellets kWh | Biomass - wood pellets kWh | Biomass - wood pellets kWh | 1.132e-05 | 0.050555 | 0 | kWh | tCO2e | 2024 | DEFRA 2024
Bioenergy | Biomass - wood pellets MWh | Biomass - wood pellets MWh | Biomass - wood pellets MWh | Biomass - wood pellets MWh | 0.01132 | 0.01053 | 0 | MWh | tCO2e | 2024 | DEFRA 2024
Bioenergy | Biomass - wood pellets t | Biomass - wood pellets Tonnes | Biomass - wood pellets Tonnes | Biomass - wood pellets Tonnes | 0.054337 | 1.053e-05 | 0 | t | tCO2e | 2024 | DEFRA 2024
Delivery vehicles | Lengvoji krovininė - CNG | VAN - CNG | VAN - CNG | VAN - CNG | 0.00023575 |  |  | km | tCO2e | 2024 | DEFRA 2024
Delivery vehicles | Lengvoji krovininė - Diesel | VAN - Diesel | VAN - Diesel | VAN - Diesel | 0.00023156 |  |  | km | tCO2e | 2024 | DEFRA 2024
Delivery vehicles | Lengvoji krovininė - LPG | VAN - LPG | VAN - LPG | VAN - LPG | 0.00025924 |  |  | km | tCO2e | 2024 | DEFRA 2024
Delivery vehicles | Lengvoji krovininė - Petrol | VAN - Petrol | VAN - Petrol | VAN - Petrol | 0.00021332 |  |  | km | tCO2e | 2024 | DEFRA 2024
Delivery vehicles | Lengvoji krovininė - Unknown | VAN - Unknown | VAN - Unknown | VAN - Unknown | 0.00023099 |  |  | km | tCO2e | 2024 | DEFRA 2024
Delivery vehicles | Sunkioji krovininė - Diesel | Truck - Diesel | Truck - Diesel | Truck - Diesel | 0.00084061 |  |  | km | tCO2e | 2024 | DEFRA 2024
District Cooling | Estija GJ 2020 District Cooling | Estija GJ 2020 District Cooling | Igaunija GJ 2020 District Cooling | Eesti GJ 2020 District Cooling | 0.036111 |  |  | GJ | tCO2e | 2020 | https://kasvuhoonegaasid.ee/#/emission-factors/inventory-emission-factors/i_heat_EF
District Cooling | Estija GJ 2021 District Cooling | Estija GJ 2021 District Cooling | Igaunija GJ 2021 District Cooling | Eesti GJ 2021 District Cooling | 0.038611 |  |  | GJ | tCO2e | 2021 | https://kasvuhoonegaasid.ee/#/emission-factors/inventory-emission-factors/i_heat_EF
District Cooling | Estija GJ 2022 District Cooling | Estija GJ 2022 District Cooling | Igaunija GJ 2022 District Cooling | Eesti GJ 2022 District Cooling | 0.035278 |  |  | GJ | tCO2e | 2022 | Due to lack of data available, value taken from the previous year
District Cooling | Estija GJ 2023 District Cooling | Estija GJ 2023 District Cooling | Igaunija GJ 2023 District Cooling | Eesti GJ 2023 District Cooling | 0.035278 |  |  | GJ | tCO2e | 2023 | Due to lack of data available, value taken from the previous year
District Cooling | Estija GJ 2024 District Cooling | Estija GJ 2024 District Cooling | Igaunija GJ 2024 District Cooling | Eesti GJ 2024 District Cooling | 0.035278 |  |  | GJ | tCO2e | 2024 | Due to lack of data available, value taken from the previous year
District Cooling | Estija kWh 2020 District Cooling | Estija kWh 2020 District Cooling | Igaunija kWh 2020 District Cooling | Eesti kWh 2020 District Cooling | 0.00013 |  |  | kWh | tCO2e | 2020 | https://kasvuhoonegaasid.ee/#/emission-factors/inventory-emission-factors/i_heat_EF
District Cooling | Estija kWh 2021 District Cooling | Estija kWh 2021 District Cooling | Igaunija kWh 2021 District Cooling | Eesti kWh 2021 District Cooling | 0.000139 |  |  | kWh | tCO2e | 2021 | https://kasvuhoonegaasid.ee/#/emission-factors/inventory-emission-factors/i_heat_EF
District Cooling | Estija kWh 2022 District Cooling | Estija kWh 2022 District Cooling | Igaunija kWh 2022 District Cooling | Eesti kWh 2022 District Cooling | 0.000127 |  |  | kWh | tCO2e | 2022 | Due to lack of data available, value taken from the previous year
District Cooling | Estija kWh 2023 District Cooling | Estija kWh 2023 District Cooling | Igaunija kWh 2023 District Cooling | Eesti kWh 2023 District Cooling | 0.000127 |  |  | kWh | tCO2e | 2023 | Due to lack of data available, value taken from the previous year
District Cooling | Estija kWh 2024 District Cooling | Estija kWh 2024 District Cooling | Igaunija kWh 2024 District Cooling | Eesti kWh 2024 District Cooling | 0.000139 |  |  | kWh | tCO2e | 2024 | Due to lack of data available, value taken from the previous year
District Cooling | Estija MWh 2020 District Cooling | Estija MWh 2020 District Cooling | Igaunija MWh 2020 District Cooling | Eesti MWh 2020 District Cooling | 0.13 |  |  | MWh | tCO2e | 2020 | https://kasvuhoonegaasid.ee/#/emission-factors/inventory-emission-factors/i_heat_EF
District Cooling | Estija MWh 2021 District Cooling | Estija MWh 2021 District Cooling | Igaunija MWh 2021 District Cooling | Eesti MWh 2021 District Cooling | 0.139 |  |  | MWh | tCO2e | 2021 | https://kasvuhoonegaasid.ee/#/emission-factors/inventory-emission-factors/i_heat_EF
District Cooling | Estija MWh 2022 District Cooling | Estija MWh 2022 District Cooling | Igaunija MWh 2022 District Cooling | Eesti MWh 2022 District Cooling | 0.127 |  |  | MWh | tCO2e | 2022 | Due to lack of data available, value taken from the previous year
District Cooling | Estija MWh 2023 District Cooling | Estija MWh 2023 District Cooling | Igaunija MWh 2023 District Cooling | Eesti MWh 2023 District Cooling | 0.127 |  |  | MWh | tCO2e | 2023 | Due to lack of data available, value taken from the previous year
District Cooling | Estija MWh 2024 District Cooling | Estija MWh 2024 District Cooling | Igaunija MWh 2024 District Cooling | Eesti MWh 2024 District Cooling | 0.127 |  |  | MWh | tCO2e | 2024 | Due to lack of data available, value taken from the previous year
District Cooling | Latvija GJ 2020 District Cooling | Latvija GJ 2020 District Cooling | Latvija GJ 2020 District Cooling | Läti GJ 2020 District Cooling | 0.025306 |  |  | GJ | tCO2 | 2020 | Latvian Ministry of Climate. Only CO2 data available.
District Cooling | Latvija GJ 2021 District Cooling | Latvija GJ 2021 District Cooling | Latvija GJ 2021 District Cooling | Läti GJ 2021 District Cooling | 0.0245 |  |  | GJ | tCO2 | 2021 | Latvian Ministry of Climate. Only CO2 data available.
District Cooling | Latvija GJ 2022 District Cooling | Latvija GJ 2022 District Cooling | Latvija GJ 2022 District Cooling | Läti GJ 2022 District Cooling | 0.020806 |  |  | GJ | tCO2 | 2022 | Due to lack of data available, value taken from the previous year. Only CO2 data available.
District Cooling | Latvija GJ 2023 District Cooling | Latvija GJ 2023 District Cooling | Latvija GJ 2023 District Cooling | Läti GJ 2023 District Cooling | 0.020028 |  |  | GJ | tCO2 | 2023 | Due to lack of data available, value taken from the previous year. Only CO2 data available.
District Cooling | Latvija GJ 2024 District Cooling | Latvija GJ 2024 District Cooling | Latvija GJ 2024 District Cooling | Läti GJ 2024 District Cooling | 0.020028 |  |  | GJ | tCO2 | 2024 | Due to lack of data available, value taken from the previous year. Only CO2 data available.
District Cooling | Latvija kWh 2020 District Cooling | Latvija kWh 2020 District Cooling | Latvija kWh 2020 District Cooling | Läti kWh 2020 District Cooling | 9.11e-05 |  |  | kWh | tCO2 | 2020 | Latvian Ministry of Climate. Only CO2 data available.
District Cooling | Latvija kWh 2021 District Cooling | Latvija kWh 2021 District Cooling | Latvija kWh 2021 District Cooling | Läti kWh 2021 District Cooling | 8.82e-05 |  |  | kWh | tCO2 | 2021 | Latvian Ministry of Climate. Only CO2 data available.
District Cooling | Latvija kWh 2022 District Cooling | Latvija kWh 2022 District Cooling | Latvija kWh 2022 District Cooling | Läti kWh 2022 District Cooling | 7.49e-05 |  |  | kWh | tCO2 | 2022 | Due to lack of data available, value taken from the previous year. Only CO2 data available.
District Cooling | Latvija kWh 2023 District Cooling | Latvija kWh 2023 District Cooling | Latvija kWh 2023 District Cooling | Läti kWh 2023 District Cooling | 7.21e-05 |  |  | kWh | tCO2 | 2023 | Due to lack of data available, value taken from the previous year. Only CO2 data available.
District Cooling | Latvija kWh 2024 District Cooling | Latvija kWh 2024 District Cooling | Latvija kWh 2024 District Cooling | Läti kWh 2024 District Cooling | 7.21e-05 |  |  | kWh | tCO2 | 2024 | Due to lack of data available, value taken from the previous year. Only CO2 data available.
District Cooling | Latvija MWh 2020 District Cooling | Latvija MWh 2020 District Cooling | Latvija MWh 2020 District Cooling | Läti MWh 2020 District Cooling | 0.0911 |  |  | MWh | tCO2 | 2020 | Latvian Ministry of Climate. Only CO2 data available.
District Cooling | Latvija MWh 2021 District Cooling | Latvija MWh 2021 District Cooling | Latvija MWh 2021 District Cooling | Läti MWh 2021 District Cooling | 0.0882 |  |  | MWh | tCO2 | 2021 | Latvian Ministry of Climate. Only CO2 data available.
District Cooling | Latvija MWh 2022 District Cooling | Latvija MWh 2022 District Cooling | Latvija MWh 2022 District Cooling | Läti MWh 2022 District Cooling | 0.0749 |  |  | MWh | tCO2 | 2022 | Due to lack of data available, value taken from the previous year. Only CO2 data available.
District Cooling | Latvija MWh 2023 District Cooling | Latvija MWh 2023 District Cooling | Latvija MWh 2023 District Cooling | Läti MWh 2023 District Cooling | 0.0721 |  |  | MWh | tCO2 | 2023 | Due to lack of data available, value taken from the previous year. Only CO2 data available.
District Cooling | Latvija MWh 2024 District Cooling | Latvija MWh 2024 District Cooling | Latvija MWh 2024 District Cooling | Läti MWh 2024 District Cooling | 0.0721 |  |  | MWh | tCO2 | 2024 | Due to lack of data available, value taken from the previous year. Only CO2 data available.
District Cooling | Lietuva GJ 2020 District Cooling | Lietuva GJ 2020 District Cooling | Lietuva GJ 2020 District Cooling | Leedu GJ 2020 District Cooling | 0.027778 |  |  | GJ | tCO2e | 2020 | GHG National inventory report
District Cooling | Lietuva GJ 2021 District Cooling | Lietuva GJ 2021 District Cooling | Lietuva GJ 2021 District Cooling | Leedu GJ 2021 District Cooling | 0.027778 |  |  | GJ | tCO2e | 2021 | GHG National inventory report
District Cooling | Lietuva GJ 2022 District Cooling | Lietuva GJ 2022 District Cooling | Lietuva GJ 2022 District Cooling | Leedu GJ 2022 District Cooling | 0.027778 |  |  | GJ | tCO2e | 2022 | Due to lack of data available, value taken from the previous year
District Cooling | Lietuva GJ 2023 District Cooling | Lietuva GJ 2023 District Cooling | Lietuva GJ 2023 District Cooling | Leedu GJ 2023 District Cooling | 0.027778 |  |  | GJ | tCO2e | 2023 | Due to lack of data available, value taken from the previous year
District Cooling | Lietuva GJ 2024 District Cooling | Lietuva GJ 2024 District Cooling | Lietuva GJ 2024 District Cooling | Leedu GJ 2024 District Cooling | 0.027778 |  |  | GJ | tCO2e | 2024 | Due to lack of data available, value taken from the previous year
District Cooling | Lietuva kWh 2020 District Cooling | Lietuva kWh 2020 District Cooling | Lietuva kWh 2020 District Cooling | Leedu kWh 2020 District Cooling | 0.0001 |  |  | kWh | tCO2e | 2020 | GHG National inventory report
District Cooling | Lietuva kWh 2021 District Cooling | Lietuva kWh 2021 District Cooling | Lietuva kWh 2021 District Cooling | Leedu kWh 2021 District Cooling | 0.0001 |  |  | kWh | tCO2e | 2021 | GHG National inventory report
District Cooling | Lietuva kWh 2022 District Cooling | Lietuva kWh 2022 District Cooling | Lietuva kWh 2022 District Cooling | Leedu kWh 2022 District Cooling | 0.0001 |  |  | kWh | tCO2e | 2022 | Due to lack of data available, value taken from the previous year
District Cooling | Lietuva kWh 2023 District Cooling | Lietuva kWh 2023 District Cooling | Lietuva kWh 2023 District Cooling | Leedu kWh 2023 District Cooling | 0.0001 |  |  | kWh | tCO2e | 2023 | Due to lack of data available, value taken from the previous year
District Cooling | Lietuva kWh 2024 District Cooling | Lietuva kWh 2024 District Cooling | Lietuva kWh 2024 District Cooling | Leedu kWh 2024 District Cooling | 0.0001 |  |  | kWh | tCO2e | 2024 | Due to lack of data available, value taken from the previous year
District Cooling | Lietuva MWh 2020 District Cooling | Lietuva MWh 2020 District Cooling | Lietuva MWh 2020 District Cooling | Leedu MWh 2020 District Cooling | 0.1 |  |  | MWh | tCO2e | 2020 | GHG National inventory report
District Cooling | Lietuva MWh 2021 District Cooling | Lietuva MWh 2021 District Cooling | Lietuva MWh 2021 District Cooling | Leedu MWh 2021 District Cooling | 0.1 |  |  | MWh | tCO2e | 2021 | GHG National inventory report
District Cooling | Lietuva MWh 2022 District Cooling | Lietuva MWh 2022 District Cooling | Lietuva MWh 2022 District Cooling | Leedu MWh 2022 District Cooling | 0.1 |  |  | MWh | tCO2e | 2022 | Due to lack of data available, value taken from the previous year
District Cooling | Lietuva MWh 2023 District Cooling | Lietuva MWh 2023 District Cooling | Lietuva MWh 2023 District Cooling | Leedu MWh 2023 District Cooling | 0.1 |  |  | MWh | tCO2e | 2023 | Due to lack of data available, value taken from the previous year
District Cooling | Lietuva MWh 2024 District Cooling | Lietuva MWh 2024 District Cooling | Lietuva MWh 2024 District Cooling | Leedu MWh 2024 District Cooling | 0.1 |  |  | MWh | tCO2e | 2024 | Due to lack of data available, value taken from the previous year
District Heating | Estija GJ 2020 District Heating | Estija GJ 2020 District Heating | Igaunija GJ 2020 District Heating | Eesti GJ 2020 District Heating | 0.036111 |  |  | GJ | tCO2e | 2020 | https://kasvuhoonegaasid.ee/#/emission-factors/inventory-emission-factors/i_heat_EF
District Heating | Estija GJ 2021 District Heating | Estija GJ 2021 District Heating | Igaunija GJ 2021 District Heating | Eesti GJ 2021 District Heating | 0.038611 |  |  | GJ | tCO2e | 2021 | https://kasvuhoonegaasid.ee/#/emission-factors/inventory-emission-factors/i_heat_EF
District Heating | Estija GJ 2022 District Heating | Estija GJ 2022 District Heating | Igaunija GJ 2022 District Heating | Eesti GJ 2022 District Heating | 0.035278 |  |  | GJ | tCO2e | 2022 | Due to lack of data available, value taken from the previous year
District Heating | Estija GJ 2023 District Heating | Estija GJ 2023 District Heating | Igaunija GJ 2023 District Heating | Eesti GJ 2023 District Heating | 0.035278 |  |  | GJ | tCO2e | 2023 | Due to lack of data available, value taken from the previous year
District Heating | Estija GJ 2024 District Heating | Estija GJ 2024 District Heating | Igaunija GJ 2024 District Heating | Eesti GJ 2024 District Heating | 0.035278 |  |  | GJ | tCO2e | 2024 | Due to lack of data available, value taken from the previous year
District Heating | Estija kWh 2020 District Heating | Estija kWh 2020 District Heating | Igaunija kWh 2020 District Heating | Eesti kWh 2020 District Heating | 0.00013 |  |  | kWh | tCO2e | 2020 | https://kasvuhoonegaasid.ee/#/emission-factors/inventory-emission-factors/i_heat_EF
District Heating | Estija kWh 2021 District Heating | Estija kWh 2021 District Heating | Igaunija kWh 2021 District Heating | Eesti kWh 2021 District Heating | 0.000139 |  |  | kWh | tCO2e | 2021 | https://kasvuhoonegaasid.ee/#/emission-factors/inventory-emission-factors/i_heat_EF
District Heating | Estija kWh 2022 District Heating | Estija kWh 2022 District Heating | Igaunija kWh 2022 District Heating | Eesti kWh 2022 District Heating | 0.000127 |  |  | kWh | tCO2e | 2022 | Due to lack of data available, value taken from the previous year
District Heating | Estija kWh 2023 District Heating | Estija kWh 2023 District Heating | Igaunija kWh 2023 District Heating | Eesti kWh 2023 District Heating | 0.000127 |  |  | kWh | tCO2e | 2023 | Due to lack of data available, value taken from the previous year
District Heating | Estija kWh 2024 District Heating | Estija kWh 2024 District Heating | Igaunija kWh 2024 District Heating | Eesti kWh 2024 District Heating | 0.000139 |  |  | kWh | tCO2e | 2024 | Due to lack of data available, value taken from the previous year
District Heating | Estija MWh 2020 District Heating | Estija MWh 2020 District Heating | Igaunija MWh 2020 District Heating | Eesti MWh 2020 District Heating | 0.13 |  |  | MWh | tCO2e | 2020 | https://kasvuhoonegaasid.ee/#/emission-factors/inventory-emission-factors/i_heat_EF
District Heating | Estija MWh 2021 District Heating | Estija MWh 2021 District Heating | Igaunija MWh 2021 District Heating | Eesti MWh 2021 District Heating | 0.139 |  |  | MWh | tCO2e | 2021 | https://kasvuhoonegaasid.ee/#/emission-factors/inventory-emission-factors/i_heat_EF
District Heating | Estija MWh 2022 District Heating | Estija MWh 2022 District Heating | Igaunija MWh 2022 District Heating | Eesti MWh 2022 District Heating | 0.127 |  |  | MWh | tCO2e | 2022 | https://kasvuhoonegaasid.ee/#/emission-factors/inventory-emission-factors/i_heat_EF
District Heating | Estija MWh 2023 District Heating | Estija MWh 2023 District Heating | Igaunija MWh 2023 District Heating | Eesti MWh 2023 District Heating | 0.127 |  |  | MWh | tCO2e | 2023 | https://kasvuhoonegaasid.ee/#/emission-factors/inventory-emission-factors/i_heat_EF
District Heating | Estija MWh 2024 District Heating | Estija MWh 2024 District Heating | Igaunija MWh 2024 District Heating | Eesti MWh 2024 District Heating | 0.127 |  |  | MWh | tCO2e | 2024 | Due to lack of data available, value taken from the previous year
District Heating | Latvija GJ 2020 District Heating | Latvija GJ 2020 District Heating | Latvija GJ 2020 District Heating | Läti GJ 2020 District Heating | 0.025306 |  |  | GJ | tCO2 | 2020 | Latvian Ministry of Climate. Only CO2 data available.
District Heating | Latvija GJ 2021 District Heating | Latvija GJ 2021 District Heating | Latvija GJ 2021 District Heating | Läti GJ 2021 District Heating | 0.0245 |  |  | GJ | tCO2 | 2021 | Latvian Ministry of Climate. Only CO2 data available.
District Heating | Latvija GJ 2022 District Heating | Latvija GJ 2022 District Heating | Latvija GJ 2022 District Heating | Läti GJ 2022 District Heating | 0.020806 |  |  | GJ | tCO2 | 2022 | Due to lack of data available, value taken from the previous year. Only CO2 data available.
District Heating | Latvija GJ 2023 District Heating | Latvija GJ 2023 District Heating | Latvija GJ 2023 District Heating | Läti GJ 2023 District Heating | 0.020028 |  |  | GJ | tCO2 | 2023 | Due to lack of data available, value taken from the previous year. Only CO2 data available.
District Heating | Latvija GJ 2024 District Heating | Latvija GJ 2024 District Heating | Latvija GJ 2024 District Heating | Läti GJ 2024 District Heating | 0.020028 |  |  | GJ | tCO2 | 2024 | Due to lack of data available, value taken from the previous year. Only CO2 data available.
District Heating | Latvija kWh 2020 District Heating | Latvija kWh 2020 District Heating | Latvija kWh 2020 District Heating | Läti kWh 2020 District Heating | 9.11e-05 |  |  | kWh | tCO2 | 2020 | Latvian Ministry of Climate. Only CO2 data available.
District Heating | Latvija kWh 2021 District Heating | Latvija kWh 2021 District Heating | Latvija kWh 2021 District Heating | Läti kWh 2021 District Heating | 8.82e-05 |  |  | kWh | tCO2 | 2021 | Latvian Ministry of Climate. Only CO2 data available.
District Heating | Latvija kWh 2022 District Heating | Latvija kWh 2022 District Heating | Latvija kWh 2022 District Heating | Läti kWh 2022 District Heating | 7.49e-05 |  |  | kWh | tCO2 | 2022 | Due to lack of data available, value taken from the previous year. Only CO2 data available.
District Heating | Latvija kWh 2023 District Heating | Latvija kWh 2023 District Heating | Latvija kWh 2023 District Heating | Läti kWh 2023 District Heating | 7.21e-05 |  |  | kWh | tCO2 | 2023 | Due to lack of data available, value taken from the previous year. Only CO2 data available.
District Heating | Latvija kWh 2024 District Heating | Latvija kWh 2024 District Heating | Latvija kWh 2024 District Heating | Läti kWh 2024 District Heating | 7.21e-05 |  |  | kWh | tCO2 | 2024 | Due to lack of data available, value taken from the previous year. Only CO2 data available.
District Heating | Latvija MWh 2020 District Heating | Latvija MWh 2020 District Heating | Latvija MWh 2020 District Heating | Läti MWh 2020 District Heating | 0.0911 |  |  | MWh | tCO2 | 2020 | Latvian Ministry of Climate. Only CO2 data available.
District Heating | Latvija MWh 2021 District Heating | Latvija MWh 2021 District Heating | Latvija MWh 2021 District Heating | Läti MWh 2021 District Heating | 0.0882 |  |  | MWh | tCO2 | 2021 | Latvian Ministry of Climate. Only CO2 data available.
District Heating | Latvija MWh 2022 District Heating | Latvija MWh 2022 District Heating | Latvija MWh 2022 District Heating | Läti MWh 2022 District Heating | 0.0749 |  |  | MWh | tCO2 | 2022 | Due to lack of data available, value taken from the previous year. Only CO2 data available.
District Heating | Latvija MWh 2023 District Heating | Latvija MWh 2023 District Heating | Latvija MWh 2023 District Heating | Läti MWh 2023 District Heating | 0.0721 |  |  | MWh | tCO2 | 2023 | Due to lack of data available, value taken from the previous year. Only CO2 data available.
District Heating | Latvija MWh 2024 District Heating | Latvija MWh 2024 District Heating | Latvija MWh 2024 District Heating | Läti MWh 2024 District Heating | 0.0721 |  |  | MWh | tCO2 | 2024 | Due to lack of data available, value taken from the previous year. Only CO2 data available.
District Heating | Lietuva GJ 2020 District Heating | Lietuva GJ 2020 District Heating | Lietuva GJ 2020 District Heating | Leedu GJ 2020 District Heating | 0.027778 |  |  | GJ | tCO2e | 2020 | GHG National inventory report
District Heating | Lietuva GJ 2021 District Heating | Lietuva GJ 2021 District Heating | Lietuva GJ 2021 District Heating | Leedu GJ 2021 District Heating | 0.027778 |  |  | GJ | tCO2e | 2021 | GHG National inventory report
District Heating | Lietuva GJ 2022 District Heating | Lietuva GJ 2022 District Heating | Lietuva GJ 2022 District Heating | Leedu GJ 2022 District Heating | 0.027778 |  |  | GJ | tCO2e | 2022 | Due to lack of data available, value taken from the previous year
District Heating | Lietuva GJ 2023 District Heating | Lietuva GJ 2023 District Heating | Lietuva GJ 2023 District Heating | Leedu GJ 2023 District Heating | 0.027778 |  |  | GJ | tCO2e | 2023 | Due to lack of data available, value taken from the previous year
District Heating | Lietuva GJ 2024 District Heating | Lietuva GJ 2024 District Heating | Lietuva GJ 2024 District Heating | Leedu GJ 2024 District Heating | 0.027778 |  |  | GJ | tCO2e | 2024 | Due to lack of data available, value taken from the previous year
District Heating | Lietuva kWh 2020 District Heating | Lietuva kWh 2020 District Heating | Lietuva kWh 2020 District Heating | Leedu kWh 2020 District Heating | 0.0001 |  |  | kWh | tCO2e | 2020 | GHG National inventory report
District Heating | Lietuva kWh 2021 District Heating | Lietuva kWh 2021 District Heating | Lietuva kWh 2021 District Heating | Leedu kWh 2021 District Heating | 0.0001 |  |  | kWh | tCO2e | 2021 | GHG National inventory report
District Heating | Lietuva kWh 2022 District Heating | Lietuva kWh 2022 District Heating | Lietuva kWh 2022 District Heating | Leedu kWh 2022 District Heating | 0.0001 |  |  | kWh | tCO2e | 2022 | Due to lack of data available, value taken from the previous year
District Heating | Lietuva kWh 2023 District Heating | Lietuva kWh 2023 District Heating | Lietuva kWh 2023 District Heating | Leedu kWh 2023 District Heating | 0.0001 |  |  | kWh | tCO2e | 2023 | Due to lack of data available, value taken from the previous year
District Heating | Lietuva kWh 2024 District Heating | Lietuva kWh 2024 District Heating | Lietuva kWh 2024 District Heating | Leedu kWh 2024 District Heating | 0.0001 |  |  | kWh | tCO2e | 2024 | Due to lack of data available, value taken from the previous year
District Heating | Lietuva MWh 2020 District Heating | Lietuva MWh 2020 District Heating | Lietuva MWh 2020 District Heating | Leedu MWh 2020 District Heating | 0.1 |  |  | MWh | tCO2e | 2020 | GHG National inventory report
District Heating | Lietuva MWh 2021 District Heating | Lietuva MWh 2021 District Heating | Lietuva MWh 2021 District Heating | Leedu MWh 2021 District Heating | 0.1 |  |  | MWh | tCO2e | 2021 | GHG National inventory report
District Heating | Lietuva MWh 2022 District Heating | Lietuva MWh 2022 District Heating | Lietuva MWh 2022 District Heating | Leedu MWh 2022 District Heating | 0.1 |  |  | MWh | tCO2e | 2022 | Due to lack of data available, value taken from the previous year
District Heating | Lietuva MWh 2023 District Heating | Lietuva MWh 2023 District Heating | Lietuva MWh 2023 District Heating | Leedu MWh 2023 District Heating | 0.1 |  |  | MWh | tCO2e | 2023 | Due to lack of data available, value taken from the previous year
District Heating | Lietuva MWh 2024 District Heating | Lietuva MWh 2024 District Heating | Lietuva MWh 2024 District Heating | Leedu MWh 2024 District Heating | 0.1 |  |  | MWh | tCO2e | 2024 | Due to lack of data available, value taken from the previous year
Electricity | Electricity - Estija (GJ)2020 | Electricity - Estija (GJ)2020 | Electricity - Igaunija (GJ)2020 | Electricity - Eesti (GJ)2020 | 0.15191 |  |  | GJ | tCO2e | 2020 | AIB 2020
Electricity | Electricity - Estija (GJ)2021 | Electricity - Estija (GJ)2021 | Electricity - Igaunija (GJ)2021 | Electricity - Eesti (GJ)2021 | 0.17682 |  |  | GJ | tCO2e | 2021 | AIB 2021
Electricity | Electricity - Estija (GJ)2022 | Electricity - Estija (GJ)2022 | Electricity - Igaunija (GJ)2022 | Electricity - Eesti (GJ)2022 | 0.19866 |  |  | GJ | tCO2e | 2022 | AIB 2022
Electricity | Electricity - Estija (GJ)2023 | Electricity - Estija (GJ)2023 | Electricity - Igaunija (GJ)2023 | Electricity - Eesti (GJ)2023 | 0.15809 |  |  | GJ | tCO2e | 2023 | AIB 2023
Electricity | Electricity - Estija (GJ)2024 | Electricity - Estija (GJ)2024 | Electricity - Igaunija (GJ)2024 | Electricity - Eesti (GJ)2024 | 0.15809 |  |  | GJ | tCO2e | 2024 | AIB 2023
Electricity | Electricity - Estija (GWh)2020 | Electricity - Estija (GWh)2020 | Electricity - Igaunija (GWh)2020 | Electricity - Eesti (GWh)2020 | 546.89 |  |  | GWh | tCO2e | 2020 | AIB 2020
Electricity | Electricity - Estija (GWh)2021 | Electricity - Estija (GWh)2021 | Electricity - Igaunija (GWh)2021 | Electricity - Eesti (GWh)2021 | 636.58 |  |  | GWh | tCO2e | 2021 | AIB 2021
Electricity | Electricity - Estija (GWh)2022 | Electricity - Estija (GWh)2022 | Electricity - Igaunija (GWh)2022 | Electricity - Eesti (GWh)2022 | 715.18 |  |  | GWh | tCO2e | 2022 | AIB 2022
Electricity | Electricity - Estija (GWh)2023 | Electricity - Estija (GWh)2023 | Electricity - Igaunija (GWh)2023 | Electricity - Eesti (GWh)2023 | 569.13 |  |  | GWh | tCO2e | 2023 | AIB 2023
Electricity | Electricity - Estija (GWh)2024 | Electricity - Estija (GWh)2024 | Electricity - Igaunija (GWh)2024 | Electricity - Eesti (GWh)2024 | 569.13 |  |  | GWh | tCO2e | 2024 | AIB 2023
Electricity | Electricity - Estija (kWh)2020 | Electricity - Estija (kWh)2020 | Electricity - Igaunija (kWh)2020 | Electricity - Eesti (kWh)2020 | 0.00054689 |  |  | GJ | tCO2e | 2020 | AIB 2020
Electricity | Electricity - Estija (kWh)2021 | Electricity - Estija (kWh)2021 | Electricity - Igaunija (kWh)2021 | Electricity - Eesti (kWh)2021 | 0.00063658 |  |  | kWh | tCO2e | 2021 | AIB 2021
Electricity | Electricity - Estija (kWh)2022 | Electricity - Estija (kWh)2022 | Electricity - Igaunija (kWh)2022 | Electricity - Eesti (kWh)2022 | 0.00071518 |  |  | kWh | tCO2e | 2022 | AIB 2022
Electricity | Electricity - Estija (kWh)2023 | Electricity - Estija (kWh)2023 | Electricity - Igaunija (kWh)2023 | Electricity - Eesti (kWh)2023 | 0.00056913 |  |  | kWh | tCO2e | 2023 | AIB 2023
Electricity | Electricity - Estija (kWh)2024 | Electricity - Estija (kWh)2024 | Electricity - Igaunija (kWh)2024 | Electricity - Eesti (kWh)2024 | 0.00056913 |  |  | kWh | tCO2e | 2024 | AIB 2023
Electricity | Electricity - Estija (MWh)2020 | Electricity - Estija (MWh)2020 | Electricity - Igaunija (MWh)2020 | Electricity - Eesti (MWh)2020 | 0.54689 |  |  | MWh | tCO2e | 2020 | AIB 2020
Electricity | Electricity - Estija (MWh)2021 | Electricity - Estija (MWh)2021 | Electricity - Igaunija (MWh)2021 | Electricity - Eesti (MWh)2021 | 0.63658 |  |  | MWh | tCO2e | 2021 | AIB 2021
Electricity | Electricity - Estija (MWh)2022 | Electricity - Estija (MWh)2022 | Electricity - Igaunija (MWh)2022 | Electricity - Eesti (MWh)2022 | 0.71518 |  |  | MWh | tCO2e | 2022 | AIB 2022
Electricity | Electricity - Estija (MWh)2023 | Electricity - Estija (MWh)2023 | Electricity - Igaunija (MWh)2023 | Electricity - Eesti (MWh)2023 | 0.56913 |  |  | MWh | tCO2e | 2023 | AIB 2023
Electricity | Electricity - Estija (MWh)2024 | Electricity - Estija (MWh)2024 | Electricity - Igaunija (MWh)2024 | Electricity - Eesti (MWh)2024 | 0.56913 |  |  | MWh | tCO2e | 2024 | AIB 2023
Electricity | Electricity - Latvija (GJ)2020 | Electricity - Latvija (GJ)2020 | Electricity - Latvija (GJ)2020 | Electricity - Läti (GJ)2020 | 0.11709 |  |  | GJ | tCO2e | 2020 | AIB 2020
Electricity | Electricity - Latvija (GJ)2021 | Electricity - Latvija (GJ)2021 | Electricity - Latvija (GJ)2021 | Electricity - Läti (GJ)2021 | 0.084048 |  |  | GJ | tCO2e | 2021 | AIB 2021
Electricity | Electricity - Latvija (GJ)2022 | Electricity - Latvija (GJ)2022 | Electricity - Latvija (GJ)2022 | Electricity - Läti (GJ)2022 | 0.14186 |  |  | GJ | tCO2e | 2022 | AIB 2022
Electricity | Electricity - Latvija (GJ)2023 | Electricity - Latvija (GJ)2023 | Electricity - Latvija (GJ)2023 | Electricity - Läti (GJ)2023 | 0.13088 |  |  | GJ | tCO2e | 2023 | AIB 2023
Electricity | Electricity - Latvija (GJ)2024 | Electricity - Latvija (GJ)2024 | Electricity - Latvija (GJ)2024 | Electricity - Läti (GJ)2024 | 0.13088 |  |  | GJ | tCO2e | 2024 | AIB 2023
Electricity | Electricity - Latvija (GWh)2020 | Electricity - Latvija (GWh)2020 | Electricity - Latvija (GWh)2020 | Electricity - Läti (GWh)2020 | 421.52 |  |  | GWh | tCO2e | 2020 | AIB 2020
Electricity | Electricity - Latvija (GWh)2021 | Electricity - Latvija (GWh)2021 | Electricity - Latvija (GWh)2021 | Electricity - Läti (GWh)2021 | 302.58 |  |  | GWh | tCO2e | 2021 | AIB 2021
Electricity | Electricity - Latvija (GWh)2022 | Electricity - Latvija (GWh)2022 | Electricity - Latvija (GWh)2022 | Electricity - Läti (GWh)2022 | 510.71 |  |  | GWh | tCO2e | 2022 | AIB 2022
Electricity | Electricity - Latvija (GWh)2023 | Electricity - Latvija (GWh)2023 | Electricity - Latvija (GWh)2023 | Electricity - Läti (GWh)2023 | 471.17 |  |  | GWh | tCO2e | 2023 | AIB 2023
Electricity | Electricity - Latvija (GWh)2024 | Electricity - Latvija (GWh)2024 | Electricity - Latvija (GWh)2024 | Electricity - Läti (GWh)2024 | 471.17 |  |  | GWh | tCO2e | 2024 | AIB 2023
Electricity | Electricity - Latvija (kWh)2020 | Electricity - Latvija (kWh)2020 | Electricity - Latvija (kWh)2020 | Electricity - Läti (kWh)2020 | 0.00042152 |  |  | kWh | tCO2e | 2020 | AIB 2020
Electricity | Electricity - Latvija (kWh)2021 | Electricity - Latvija (kWh)2021 | Electricity - Latvija (kWh)2021 | Electricity - Läti (kWh)2021 | 0.00030258 |  |  | kWh | tCO2e | 2021 | AIB 2021
Electricity | Electricity - Latvija (kWh)2022 | Electricity - Latvija (kWh)2022 | Electricity - Latvija (kWh)2022 | Electricity - Läti (kWh)2022 | 0.00051071 |  |  | kWh | tCO2e | 2022 | AIB 2022
Electricity | Electricity - Latvija (kWh)2023 | Electricity - Latvija (kWh)2023 | Electricity - Latvija (kWh)2023 | Electricity - Läti (kWh)2023 | 0.00047117 |  |  | kWh | tCO2e | 2023 | AIB 2023
Electricity | Electricity - Latvija (kWh)2024 | Electricity - Latvija (kWh)2024 | Electricity - Latvija (kWh)2024 | Electricity - Läti (kWh)2024 | 0.00047117 |  |  | kWh | tCO2e | 2023 | AIB 2023
Electricity | Electricity - Latvija (MWh)2020 | Electricity - Latvija (MWh)2020 | Electricity - Latvija (MWh)2020 | Electricity - Läti (MWh)2020 | 0.42152 |  |  | MWh | tCO2e | 2020 | AIB 2020
Electricity | Electricity - Latvija (MWh)2021 | Electricity - Latvija (MWh)2021 | Electricity - Latvija (MWh)2021 | Electricity - Läti (MWh)2021 | 0.30258 |  |  | MWh | tCO2e | 2021 | AIB 2021
Electricity | Electricity - Latvija (MWh)2022 | Electricity - Latvija (MWh)2022 | Electricity - Latvija (MWh)2022 | Electricity - Läti (MWh)2022 | 0.51071 |  |  | MWh | tCO2e | 2022 | AIB 2022
Electricity | Electricity - Latvija (MWh)2023 | Electricity - Latvija (MWh)2023 | Electricity - Latvija (MWh)2023 | Electricity - Läti (MWh)2023 | 0.47117 |  |  | MWh | tCO2e | 2023 | AIB 2023
Electricity | Electricity - Latvija (MWh)2024 | Electricity - Latvija (MWh)2024 | Electricity - Latvija (MWh)2024 | Electricity - Läti (MWh)2024 | 0.47117 |  |  | MWh | tCO2e | 2024 | AIB 2023
Electricity | Electricity - Lietuva (GJ)2020 | Electricity - Lietuva (GJ)2020 | Electricity - Lietuva (GJ)2020 | Electricity - Leedu (GJ)2020 | 0.094495 |  |  | GJ | tCO2e | 2020 | AIB 2020
Electricity | Electricity - Lietuva (GJ)2021 | Electricity - Lietuva (GJ)2021 | Electricity - Lietuva (GJ)2021 | Electricity - Leedu (GJ)2021 | 0.1068 |  |  | GJ | tCO2e | 2021 | AIB 2021
Electricity | Electricity - Lietuva (GJ)2022 | Electricity - Lietuva (GJ)2022 | Electricity - Lietuva (GJ)2022 | Electricity - Leedu (GJ)2022 | 0.12954 |  |  | GJ | tCO2e | 2022 | AIB 2022
Electricity | Electricity - Lietuva (GJ)2023 | Electricity - Lietuva (GJ)2023 | Electricity - Lietuva (GJ)2023 | Electricity - Leedu (GJ)2023 | 0.12954 |  |  | GJ | tCO2e | 2023 | AIB 2023
Electricity | Electricity - Lietuva (GJ)2024 | Electricity - Lietuva (GJ)2024 | Electricity - Lietuva (GJ)2024 | Electricity - Leedu (GJ)2024 | 0.12954 |  |  | GJ | tCO2e | 2024 | AIB 2023
Electricity | Electricity - Lietuva (GWh)2020 | Electricity - Lietuva (GWh)2020 | Electricity - Lietuva (GWh)2020 | Electricity - Leedu (GWh)2020 | 340.19 |  |  | GWh | tCO2e | 2020 | AIB 2020
Electricity | Electricity - Lietuva (GWh)2021 | Electricity - Lietuva (GWh)2021 | Electricity - Lietuva (GWh)2021 | Electricity - Leedu (GWh)2021 | 384.5 |  |  | GWh | tCO2e | 2021 | AIB 2021
Electricity | Electricity - Lietuva (GWh)2022 | Electricity - Lietuva (GWh)2022 | Electricity - Lietuva (GWh)2022 | Electricity - Leedu (GWh)2022 | 466.36 |  |  | GWh | tCO2e | 2022 | AIB 2022
Electricity | Electricity - Lietuva (GWh)2023 | Electricity - Lietuva (GWh)2023 | Electricity - Lietuva (GWh)2023 | Electricity - Leedu (GWh)2023 | 325.43 |  |  | GWh | tCO2e | 2023 | AIB 2023
Electricity | Electricity - Lietuva (GWh)2024 | Electricity - Lietuva (GWh)2024 | Electricity - Lietuva (GWh)2024 | Electricity - Leedu (GWh)2024 | 325.43 |  |  | GWh | tCO2e | 2024 | AIB 2023
Electricity | Electricity - Lietuva (kWh)2020 | Electricity - Lietuva (kWh)2020 | Electricity - Lietuva (kWh)2020 | Electricity - Leedu (kWh)2020 | 0.00034019 |  |  | kWh | tCO2e | 2020 | AIB 2020
Electricity | Electricity - Lietuva (kWh)2021 | Electricity - Lietuva (kWh)2021 | Electricity - Lietuva (kWh)2021 | Electricity - Leedu (kWh)2021 | 0.0003845 |  |  | kWh | tCO2e | 2021 | AIB 2021
Electricity | Electricity - Lietuva (kWh)2022 | Electricity - Lietuva (kWh)2022 | Electricity - Lietuva (kWh)2022 | Electricity - Leedu (kWh)2022 | 0.00046636 |  |  | kWh | tCO2e | 2022 | AIB 2022
Electricity | Electricity - Lietuva (kWh)2023 | Electricity - Lietuva (kWh)2023 | Electricity - Lietuva (kWh)2023 | Electricity - Leedu (kWh)2023 | 0.00032543 |  |  | kWh | tCO2e | 2023 | AIB 2023
Electricity | Electricity - Lietuva (kWh)2024 | Electricity - Lietuva (kWh)2024 | Electricity - Lietuva (kWh)2024 | Electricity - Leedu (kWh)2024 | 0.00032543 |  |  | kWh | tCO2e | 2024 | AIB 2023
Electricity | Electricity - Lietuva (MWh)2020 | Electricity - Lietuva (MWh)2020 | Electricity - Lietuva (MWh)2020 | Electricity - Leedu (MWh)2020 | 0.34019 |  |  | MWh | tCO2e | 2020 | AIB 2020
Electricity | Electricity - Lietuva (MWh)2021 | Electricity - Lietuva (MWh)2021 | Electricity - Lietuva (MWh)2021 | Electricity - Leedu (MWh)2021 | 0.3845 |  |  | MWh | tCO2e | 2021 | AIB 2021
Electricity | Electricity - Lietuva (MWh)2022 | Electricity - Lietuva (MWh)2022 | Electricity - Lietuva (MWh)2022 | Electricity - Leedu (MWh)2022 | 0.46636 |  |  | MWh | tCO2e | 2022 | AIB 2022
Electricity | Electricity - Lietuva (MWh)2023 | Electricity - Lietuva (MWh)2023 | Electricity - Lietuva (MWh)2023 | Electricity - Leedu (MWh)2023 | 0.32543 |  |  | MWh | tCO2e | 2023 | AIB 2023
Electricity | Electricity - Lietuva (MWh)2024 | Electricity - Lietuva (MWh)2024 | Electricity - Lietuva (MWh)2024 | Electricity - Leedu (MWh)2024 | 0.32543 |  |  | MWh | tCO2e | 2024 | AIB 2023
Enteric Fermantation | EF Dairy cattle Estija | EF Dairy cattle Estija | EF Dairy cattle Igaunija | EF Dairy cattle Eesti | 4.2916 | 0.15895 |  | per head | tCO2e | 2022 | National-specific data from "Sectoral Report for Agriculture"
Enteric Fermantation | EF Dairy cattle Latvija | EF Dairy cattle Latvija | EF Dairy cattle Latvija | EF Dairy cattle Läti | 4.1094 | 0.1522 |  | per head | tCO2e | 2022 | National-specific data from "Sectoral Report for Agriculture"
Enteric Fermantation | EF Dairy cattle Lietuva | EF Dairy cattle Lietuva | EF Dairy cattle Lietuva | EF Dairy cattle Leedu | 3.6813 | 0.13635 |  | per head | tCO2e | 2022 | National-specific data from "Sectoral Report for Agriculture"
Enteric Fermantation | EF Goats Estija | EF Goats Estija | EF Goats Igaunija | EF Goats Eesti | 0.135 | 0.005 |  | per head | tCO2e | 2022 | National-specific data from "Sectoral Report for Agriculture"
Enteric Fermantation | EF Goats Latvija | EF Goats Latvija | EF Goats Latvija | EF Goats Läti | 0.135 | 0.005 |  | per head | tCO2e | 2022 | National-specific data from "Sectoral Report for Agriculture"
Enteric Fermantation | EF Goats Lietuva | EF Goats Lietuva | EF Goats Lietuva | EF Goats Leedu | 0.135 | 0.005 |  | per head | tCO2e | 2022 | National-specific data from "Sectoral Report for Agriculture"
Enteric Fermantation | EF Horses Estija | EF Horses Estija | EF Horses Igaunija | EF Horses Eesti | 0.486 | 0.018 |  | per head | tCO2e | 2022 | National-specific data from "Sectoral Report for Agriculture"
Enteric Fermantation | EF Horses Latvija | EF Horses Latvija | EF Horses Latvija | EF Horses Läti | 0.486 | 0.018 |  | per head | tCO2e | 2022 | National-specific data from "Sectoral Report for Agriculture"
Enteric Fermantation | EF Horses Lietuva | EF Horses Lietuva | EF Horses Lietuva | EF Horses Leedu | 0.486 | 0.018 |  | per head | tCO2e | 2022 | National-specific data from "Sectoral Report for Agriculture"
Enteric Fermantation | EF Non-dairy cattle Estija | EF Non-dairy cattle Estija | EF Non-dairy cattle Igaunija | EF Non-dairy cattle Eesti | 2.3406 | 0.08669 |  | per head | tCO2e | 2022 | National-specific data from "Sectoral Report for Agriculture"
Enteric Fermantation | EF Non-dairy cattle Latvija | EF Non-dairy cattle Latvija | EF Non-dairy cattle Latvija | EF Non-dairy cattle Läti | 2.2391 | 0.08293 |  | per head | tCO2e | 2022 | National-specific data from "Sectoral Report for Agriculture"
Enteric Fermantation | EF Non-dairy cattle Lietuva | EF Non-dairy cattle Lietuva | EF Non-dairy cattle Lietuva | EF Non-dairy cattle Leedu | 1.8818 | 0.069698 |  | per head | tCO2e | 2022 | National-specific data from "Sectoral Report for Agriculture"
Enteric Fermantation | EF Poultry Estija | EF Poultry Estija | EF Poultry Igaunija | EF Poultry Eesti | 0 | 0 |  | per head | tCO2e | 2022 | National-specific data from "Sectoral Report for Agriculture"
Enteric Fermantation | EF Poultry Latvija | EF Poultry Latvija | EF Poultry Latvija | EF Poultry Läti | 0 | 0 |  | per head | tCO2e | 2022 | National-specific data from "Sectoral Report for Agriculture"
Enteric Fermantation | EF Poultry Lietuva | EF Poultry Lietuva | EF Poultry Lietuva | EF Poultry Leedu | 0 | 0 |  | per head | tCO2e | 2022 | National-specific data from "Sectoral Report for Agriculture"
Enteric Fermantation | EF Rabbit Estija | EF Rabbit Estija | EF Rabbit Igaunija | EF Rabbit Eesti | 0 | 0 |  | per head | tCO2e | 2022 | National-specific data from "Sectoral Report for Agriculture"
Enteric Fermantation | EF Rabbit Latvija | EF Rabbit Latvija | EF Rabbit Latvija | EF Rabbit Läti | 0.01593 | 0.00059 |  | per head | tCO2e | 2022 | National-specific data from "Sectoral Report for Agriculture"
Enteric Fermantation | EF Rabbit Lietuva | EF Rabbit Lietuva | EF Rabbit Lietuva | EF Rabbit Leedu | 0.01593 | 0.00059 |  | per head | tCO2e | 2022 | National-specific data from "Sectoral Report for Agriculture"
Enteric Fermantation | EF Sheep Estija | EF Sheep Estija | EF Sheep Igaunija | EF Sheep Eesti | 0.216 | 0.008 |  | per head | tCO2e | 2022 | National-specific data from "Sectoral Report for Agriculture"
Enteric Fermantation | EF Sheep Latvija | EF Sheep Latvija | EF Sheep Latvija | EF Sheep Läti | 0.216 | 0.008 |  | per head | tCO2e | 2022 | National-specific data from "Sectoral Report for Agriculture"
Enteric Fermantation | EF Sheep Lietuva | EF Sheep Lietuva | EF Sheep Lietuva | EF Sheep Leedu | 0.27459 | 0.01017 |  | per head | tCO2e | 2022 | National-specific data from "Sectoral Report for Agriculture"
Enteric Fermantation | EF Swine Estija | EF Swine Estija | EF Swine Igaunija | EF Swine Eesti | 0.0297 | 0.0011 |  | per head | tCO2e | 2022 | National-specific data from "Sectoral Report for Agriculture"
Enteric Fermantation | EF Swine Latvija | EF Swine Latvija | EF Swine Latvija | EF Swine Läti | 0.0405 | 0.0015 |  | per head | tCO2e | 2022 | National-specific data from "Sectoral Report for Agriculture"
Enteric Fermantation | EF Swine Lietuva | EF Swine Lietuva | EF Swine Lietuva | EF Swine Leedu | 0.0378 | 0.0014 |  | per head | tCO2e | 2022 | National-specific data from "Sectoral Report for Agriculture"
Spend-based | Estija - Distribution and trade of electricity | Estija - Distribution and trade of electricity | Igaunija - Distribution and trade of electricity | Eesti - Distribution and trade of electricity | 0.00070346 |  |  | EUR | tCO2e | 2022 | ExioBase2022
Spend-based | Lietuva - Distribution and trade of electricity | Lietuva - Distribution and trade of electricity | Lietuva - Distribution and trade of electricity | Leedu - Distribution and trade of electricity | 0.001174 |  |  | EUR | tCO2e | 2022 | ExioBase2022
Spend-based | Latvija - Distribution and trade of electricity | Latvija - Distribution and trade of electricity | Latvija - Distribution and trade of electricity | Läti - Distribution and trade of electricity | 0.0013071 |  |  | EUR | tCO2e | 2022 | ExioBase2022
Freight | Products tanker | Products tanker | Products tanker | Products tanker | 9.034e-06 |  |  | tkm | tCO2e | 2024 | DEFRA 2024
Fuels | AdBlue kg | AdBlue kg | AdBlue kg | AdBlue kg | 0.000238 |  |  | kg | tCO2e | 2022 | DEFRa methodology sheet
Fuels | Burning Oil GWh | Burning Oil GWh | Burning Oil GWh | Burning Oil GWh | 260 |  |  | GWh | tCO2e | 2024 | DEFRA 2024
Fuels | Burning Oil kWh | Burning Oil kWh | Burning Oil kWh | Burning Oil kWh | 0.00025975 |  |  | kWh | tCO2e | 2024 | DEFRA 2024
Fuels | Burning Oil L | Burning Oil Litres | Burning Oil Litres | Burning Oil Litres | 0.0025402 |  |  | l | tCO2e | 2024 | DEFRA 2024
Fuels | Burning Oil MWh | Burning Oil MWh | Burning Oil MWh | Burning Oil MWh | 0.26 |  |  | MWh | tCO2e | 2024 | DEFRA 2024
Fuels | CNG kWh | CNG kWh | CNG kWh | CNG kWh | 0.00020264 |  |  | kWh | tCO2e | 2024 | DEFRA 2024
Fuels | CNG L | CNG Litres | CNG Litres | CNG Litres | 0.00044942 |  |  | l | tCO2e | 2024 | DEFRA 2024
Fuels | CNG MWh | CNG MWh | CNG MWh | CNG MWh | 0.20264 |  |  | MWh | tCO2e | 2024 | DEFRA 2024
Fuels | CNG t | CNG Tonnes | CNG Tonnes | CNG Tonnes | 2.5682 |  |  | t | tCO2e | 2024 | DEFRA 2024
Fuels | Coal GWh | Coal GWh | Coal GWh | Coal GWh | 365.49 |  |  | GWh | tCO2e | 2024 | DEFRA 2024
Fuels | Coal kWh | Coal kWh | Coal kWh | Coal kWh | 0.00036549 |  |  | kWh | tCO2e | 2024 | DEFRA 2024
Fuels | Coal MWh | Coal MWh | Coal MWh | Coal MWh | 0.36549 |  |  | MWh | tCO2e | 2024 | DEFRA 2024
Fuels | Coal t | Coal Tonnes | Coal Tonnes | Coal Tonnes | 2.905 |  |  | t | tCO2e | 2024 | DEFRA 2024
Fuels | Diesel GWh | Diesel GWh | Diesel GWh | Diesel GWh | 254.03 |  |  | GWh | tCO2e | 2024 | DEFRA 2024
Fuels | Diesel kWh | Diesel kWh | Diesel kWh | Diesel kWh | 0.00025403 |  |  | kWh | tCO2e | 2024 | DEFRA 2024
Fuels | Diesel L | Diesel Litres | Diesel Litres | Diesel Litres | 0.0025578 |  |  | l | tCO2e | 2024 | DEFRA 2024
Fuels | Diesel MWh | Diesel MWh | Diesel MWh | Diesel MWh | 0.25403 |  |  | MWh | tCO2e | 2024 | DEFRA 2024
Fuels | Diesel t | Diesel t | Diesel t | Diesel t | 3.0141 |  |  | l | tCO2e | 2024 | DEFRA 2024
Fuels | Hybrid cars kWh | Hybrid cars kWh | Hybrid cars kWh | Hybrid cars kWh | 0.00023397 |  |  | kWh | tCO2e | 2024 | DEFRA 2024
Fuels | Hybrid cars L | Hybrid cars Litres | Hybrid cars Litres | Hybrid cars Litres | 0.0021618 |  |  | l | tCO2e | 2024 | DEFRA 2024
Fuels | Hybrid cars MWh | Hybrid cars MWh | Hybrid cars MWh | Hybrid cars MWh | 0.23397 |  |  | MWh | tCO2e | 2024 | DEFRA 2024
Fuels | LNG kWh | LNG kWh | LNG kWh | LNG kWh | 0.00018397 |  |  | kWh | tCO2e | 2024 | DEFRA 2024
Fuels | LNG L | LNG Litres | LNG Litres | LNG Litres | 0.0011722 |  |  | l | tCO2e | 2024 | DEFRA 2024
Fuels | LNG MWh | LNG MWh | LNG MWh | LNG MWh | 0.184 |  |  | MWh | tCO2e | 2024 | DEFRA 2024
Fuels | LNG t | LNG Tonnes | LNG Tonnes | LNG Tonnes | 2.5592 |  |  | t | tCO2e | 2024 | DEFRA 2024
Fuels | LPG GWh | LPG GWh | LPG GWh | LPG GWh | 230.31 |  |  | GWh | tCO2e | 2024 | DEFRA 2024
Fuels | LPG kWh | LPG kWh | LPG kWh | LPG kWh | 0.00023031 |  |  | kWh | tCO2e | 2024 | DEFRA 2024
Fuels | LPG L | LPG Litres | LPG Litres | LPG Litres | 0.0015571 |  |  | l | tCO2e | 2024 | DEFRA 2024
Fuels | LPG MWh | LPG MWh | LPG MWh | LPG MWh | 0.23031 |  |  | MWh | tCO2e | 2024 | DEFRA 2024
Fuels | LPG t | LPG Tonnes | LPG Tonnes | LPG Tonnes | 2.9393 |  |  | t | tCO2e | 2024 | DEFRA 2024
Fuels | Naphta | Naphta | Naphta | Naphta | 3.1429 |  |  | t | tCO2e | 2024 | DEFRA 2024
Fuels | Natural Gas GJ | Natural Gas GJ | Natural Gas GJ | Natural Gas GJ | 0.050172 |  |  | GJ | tCO2e | 2024 | DEFRA 2024
Fuels | Natural Gas GWh | Natural Gas GWh | Natural Gas GWh | Natural Gas GWh | 2.0454 |  |  | GWh | tCO2e | 2024 | DEFRA 2024
Fuels | Natural Gas kWh | Natural Gas kWh | Natural Gas kWh | Natural Gas kWh | 0.00020264 |  |  | kWh | tCO2e | 2024 | DEFRA 2024
Fuels | Natural Gas m3 | Natural Gas m3 | Natural Gas m3 | Natural Gas m3 | 0.0020454 |  |  | m3 | tCO2e | 2024 | DEFRA 2024
Fuels | Natural Gas MWh | Natural Gas MWh | Natural Gas MWh | Natural Gas MWh | 0.20264 |  |  | MWh | tCO2e | 2024 | DEFRA 2024
Fuels | Petrol kWh | Petrol kWh | Petrol kWh | Petrol kWh | 0.00021 |  |  | kWh | tCO2e | 2024 | DEFRA 2024
Fuels | Petrol L | Petrol Litres | Petrol Litres | Petrol Litres | 0.0020844 |  |  | l | tCO2e | 2024 | DEFRA 2024
Fuels | Petrol MWh | Petrol MWh | Petrol MWh | Petrol MWh | 0.2324 |  |  | MWh | tCO2e | 2024 | DEFRA 2024
Fuels | Petrol t | Petrol t | Petrol t | Petrol t | 2.7785 |  |  | t | tCO2e | 2024 | DEFRA 2024
Fuels | Propane GWh | Propane GWh | Propane GWh | Propane GWh | 232.57 |  |  | GWh | tCO2e | 2024 | DEFRA 2024
Fuels | Propane kWh | Propane kWh | Propane kWh | Propane kWh | 0.00023257 |  |  | kWh | tCO2e | 2024 | DEFRA 2024
Fuels | Propane L | Propane Litres | Propane Litres | Propane Litres | 0.00154 |  |  | l | tCO2e | 2024 | DEFRA 2024
Fuels | Propane MWh | Propane MWh | Propane MWh | Propane MWh | 0.23257 |  |  | MWh | tCO2e | 2024 | DEFRA 2024
Fuels | Propane t | Propane Tonnes | Propane Tonnes | Propane Tonnes | 2.9975 |  |  | t | tCO2e | 2024 | DEFRA 2024
Heat | District Heating GJ | District Heating GJ | District Heating GJ | District Heating GJ | 0.047425 |  |  | GJ | tCO2e | 2024 | DEFRA 2024
Heat | District Heating kWh | District Heating kWh | District Heating kWh | District Heating kWh | 0.00017073 |  |  | kWh | tCO2e | 2024 | DEFRA 2024
Heat | District Heating MWh | District Heating MWh | District Heating MWh | District Heating MWh | 0.17073 |  |  | MWh | tCO2e | 2024 | DEFRA 2024
Manure Management | MM Dairy cattle Estija | MM Dairy cattle Estija | MM Dairy cattle Igaunija | MM Dairy cattle Eesti | 0.90963 | 0.03369 |  | per head | tCO2e | 2022 | National-specific data from "Sectoral Report for Agriculture"
Manure Management | MM Dairy cattle Latvija | MM Dairy cattle Latvija | MM Dairy cattle Latvija | MM Dairy cattle Läti | 0.32619 | 0.012081 |  | per head | tCO2e | 2022 | National-specific data from "Sectoral Report for Agriculture"
Manure Management | MM Dairy cattle Lietuva | MM Dairy cattle Lietuva | MM Dairy cattle Lietuva | MM Dairy cattle Leedu | 0.37422 | 0.01386 |  | per head | tCO2e | 2022 | National-specific data from "Sectoral Report for Agriculture"
Manure Management | MM Goats Estija | MM Goats Estija | MM Goats Igaunija | MM Goats Eesti | 0.00351 | 0.00013 |  | per head | tCO2e | 2022 | National-specific data from "Sectoral Report for Agriculture"
Manure Management | MM Goats Latvija | MM Goats Latvija | MM Goats Latvija | MM Goats Läti | 0.00351 | 0.00013 |  | per head | tCO2e | 2022 | National-specific data from "Sectoral Report for Agriculture"
Manure Management | MM Goats Lietuva | MM Goats Lietuva | MM Goats Lietuva | MM Goats Leedu | 0.00351 | 0.00013 |  | per head | tCO2e | 2022 | National-specific data from "Sectoral Report for Agriculture"
Manure Management | MM Horses Estija | MM Horses Estija | MM Horses Igaunija | MM Horses Eesti | 0.04212 | 0.00156 |  | per head | tCO2e | 2022 | National-specific data from "Sectoral Report for Agriculture"
Manure Management | MM Horses Latvija | MM Horses Latvija | MM Horses Latvija | MM Horses Läti | 0.04212 | 0.00156 |  | per head | tCO2e | 2022 | National-specific data from "Sectoral Report for Agriculture"
Manure Management | MM Horses Lietuva | MM Horses Lietuva | MM Horses Lietuva | MM Horses Leedu | 0.04212 | 0.00156 |  | per head | tCO2e | 2022 | National-specific data from "Sectoral Report for Agriculture"
Manure Management | MM Non-dairy cattle Estija | MM Non-dairy cattle Estija | MM Non-dairy cattle Igaunija | MM Non-dairy cattle Eesti | 0.51246 | 0.01898 |  | per head | tCO2e | 2022 | National-specific data from "Sectoral Report for Agriculture"
Manure Management | MM Non-dairy cattle Latvija | MM Non-dairy cattle Latvija | MM Non-dairy cattle Latvija | MM Non-dairy cattle Läti | 0.05454 | 0.00202 |  | per head | tCO2e | 2022 | National-specific data from "Sectoral Report for Agriculture"
Manure Management | MM Non-dairy cattle Lietuva | MM Non-dairy cattle Lietuva | MM Non-dairy cattle Lietuva | MM Non-dairy cattle Leedu | 0.24327 | 0.00901 |  | per head | tCO2e | 2022 | National-specific data from "Sectoral Report for Agriculture"
Manure Management | MM Poultry Estija | MM Poultry Estija | MM Poultry Igaunija | MM Poultry Eesti | 0.00054 | 2e-05 |  | per head | tCO2e | 2022 | National-specific data from "Sectoral Report for Agriculture"
Manure Management | MM Poultry Latvija | MM Poultry Latvija | MM Poultry Latvija | MM Poultry Läti | 0.00054 | 2e-05 |  | per head | tCO2e | 2022 | National-specific data from "Sectoral Report for Agriculture"
Manure Management | MM Poultry Lietuva | MM Poultry Lietuva | MM Poultry Lietuva | MM Poultry Leedu | 0.00054 | 2e-05 |  | per head | tCO2e | 2022 | National-specific data from "Sectoral Report for Agriculture"
Manure Management | MM Rabbit Estija | MM Rabbit Estija | MM Rabbit Igaunija | MM Rabbit Eesti | 0.00216 | 8e-05 |  | per head | tCO2e | 2022 | National-specific data from "Sectoral Report for Agriculture"
Manure Management | MM Rabbit Latvija | MM Rabbit Latvija | MM Rabbit Latvija | MM Rabbit Läti | 0.00216 | 8e-05 |  | per head | tCO2e | 2022 | National-specific data from "Sectoral Report for Agriculture"
Manure Management | MM Rabbit Lietuva | MM Rabbit Lietuva | MM Rabbit Lietuva | MM Rabbit Leedu | 0.00216 | 8e-05 |  | per head | tCO2e | 2022 | National-specific data from "Sectoral Report for Agriculture"
Manure Management | MM Sheep Estija | MM Sheep Estija | MM Sheep Igaunija | MM Sheep Eesti | 0.00513 | 0.00019 |  | per head | tCO2e | 2022 | National-specific data from "Sectoral Report for Agriculture"
Manure Management | MM Sheep Latvija | MM Sheep Latvija | MM Sheep Latvija | MM Sheep Läti | 0.00513 | 0.00019 |  | per head | tCO2e | 2022 | National-specific data from "Sectoral Report for Agriculture"
Manure Management | MM Sheep Lietuva | MM Sheep Lietuva | MM Sheep Lietuva | MM Sheep Leedu | 0.01107 | 0.00041 |  | per head | tCO2e | 2022 | National-specific data from "Sectoral Report for Agriculture"
Manure Management | MM Swine Estija | MM Swine Estija | MM Swine Igaunija | MM Swine Eesti | 0.15066 | 0.00558 |  | per head | tCO2e | 2022 | National-specific data from "Sectoral Report for Agriculture"
Manure Management | MM Swine Latvija | MM Swine Latvija | MM Swine Latvija | MM Swine Läti | 0.05913 | 0.00219 |  | per head | tCO2e | 2022 | National-specific data from "Sectoral Report for Agriculture"
Manure Management | MM Swine Lietuva | MM Swine Lietuva | MM Swine Lietuva | MM Swine Leedu | 0.07047 | 0.00261 |  | per head | tCO2e | 2022 | National-specific data from "Sectoral Report for Agriculture"
Passenger vehicles | Autobusas - Diesel | Bus - Diesel | Bus - Diesel | Bus - Diesel | 0.00087296 |  |  | km | tCO2e | 2024 | DEFRA 2024
Passenger vehicles | Lengvasis automobilis - CNG | Passenger Car - CNG | Passenger Car - CNG | Passenger Car - CNG | 0.00017517 |  |  | km | tCO2e | 2024 | DEFRA 2024
Passenger vehicles | Lengvasis automobilis - Diesel | Passenger Car - Diesel | Passenger Car - Diesel | Passenger Car - Diesel | 0.00017082 |  |  | km | tCO2e | 2024 | DEFRA 2024
Passenger vehicles | Lengvasis automobilis - Hybrid cars | Average Car - Hybrid cars | Average Car - Hybrid cars | Average Car - Hybrid cars | 0.00012004 |  |  | km | tCO2e | 2024 | DEFRA 2024
Passenger vehicles | Lengvasis automobilis - LPG | Passenger Car - LPG | Passenger Car - LPG | Passenger Car - LPG | 0.00019775 |  |  | km | tCO2e | 2024 | DEFRA 2024
Passenger vehicles | Lengvasis automobilis - Petrol | Passenger Car - Petrol | Passenger Car - Petrol | Passenger Car - Petrol | 0.00017048 |  |  | km | tCO2e | 2024 | DEFRA 2024
Passenger vehicles | Passenger cars - unknown | Passenger cars - unknown | Passenger cars - unknown | Passenger cars - unknown | 0.00017067 |  |  | km | tCO2e | 2024 | DEFRA 2024
Refrigerants | CO2 | CO2 | CO2 | CO2 | 0.001 |  |  | kg | tCO2e | 2022 | DEFRA 2024
Refrigerants | Propane | Propane | Propane | Propane | 6e-05 |  |  | kg | tCO2e | 2024 | DEFRA 2024
Refrigerants | R1234yf | R1234yf | R1234yf | R1234yf | 0.001 |  |  | kg | tCO2e | 2020 | DEFRA 2024
Refrigerants | R125 | R125 | R125 | R125 | 3.17 |  |  | kg | tCO2e | 2020 | DEFRA 2024
Refrigerants | R134 | R134 | R134 | R134 | 1.12 |  |  | kg | tCO2e | 2022 | DEFRA 2024
Refrigerants | R134A | R134A | R134A | R134A | 1.3 |  |  | kg | tCO2e | 2022 | DEFRA 2024
Refrigerants | R143a | R143a | R143a | R143a | 4.8 |  |  | kg | tCO2e | 2020 | DEFRA 2024
Refrigerants | R290 | R290 | R290 | R290 | 0.003 |  |  | kg | tCO2e | 2022 | DEFRA 2024
Refrigerants | R32 | R32 | R32 | R32 | 0.675 |  |  | kg | tCO2e | 2022 | DEFRA 2024
Refrigerants | R401A | R401A | R401A | R401A | 0.018 |  |  | kg | tCO2e | 2022 | DEFRA 2024
Refrigerants | R401B | R401B | R401B | R401B | 0.015 |  |  | kg | tCO2e | 2022 | DEFRA 2024
Refrigerants | R401C | R401C | R401C | R401C | 0.021 |  |  | kg | tCO2e | 2022 | DEFRA 2024
Refrigerants | R402A | R402A | R402A | R402A | 1.902 |  |  | kg | tCO2e | 2022 | DEFRA 2024
Refrigerants | R402B | R402B | R402B | R402B | 1.205 |  |  | kg | tCO2e | 2022 | DEFRA 2024
Refrigerants | R403A | R403A | R403A | R403A | 1.78 |  |  | kg | tCO2e | 2022 | DEFRA 2024
Refrigerants | R403B | R403B | R403B | R403B | 3.471 |  |  | kg | tCO2e | 2022 | DEFRA 2024
Refrigerants | R404A | R404A | R404A | R404A | 3.943 |  |  | kg | tCO2e | 2022 | DEFRA 2024
Refrigerants | R405A | R405A | R405A | R405A | 3.92 |  |  | kg | tCO2e | 2022 | DEFRA 2024
Refrigerants | R406A | R406A | R406A | R406A | 1.943 |  |  | kg | tCO2e | 2022 | DEFRA 2024
Refrigerants | R407A | R407A | R407A | R407A | 1.923 |  |  | kg | tCO2e | 2022 | DEFRA 2024
Refrigerants | R407B | R407B | R407B | R407B | 2.547 |  |  | kg | tCO2e | 2022 | DEFRA 2024
Refrigerants | R407C | R407C | R407C | R407C | 1.624 |  |  | kg | tCO2e | 2022 | DEFRA 2024
Refrigerants | R407D | R407D | R407D | R407D | 1.487 |  |  | kg | tCO2e | 2022 | DEFRA 2024
Refrigerants | R407E | R407E | R407E | R407E | 1.425 |  |  | kg | tCO2e | 2022 | DEFRA 2024
Refrigerants | R407F | R407F | R407F | R407F | 1.674 |  |  | kg | tCO2e | 2022 | DEFRA 2024
Refrigerants | R408A | R408A | R408A | R408A | 2.43 |  |  | kg | tCO2e | 2022 | DEFRA 2024
Refrigerants | R409A | R409A | R409A | R409A | 1.585 |  |  | kg | tCO2e | 2022 | DEFRA 2024
Refrigerants | R409B | R409B | R409B | R409B | 1.56 |  |  | kg | tCO2e | 2022 | DEFRA 2024
Refrigerants | R410A | R410A | R410A | R410A | 2.0875 |  |  | kg | tCO2e | 2022 | DEFRA 2024
Refrigerants | R410B | R410B | R410B | R410B | 2.229 |  |  | kg | tCO2e | 2022 | DEFRA 2024
Refrigerants | R411A | R411A | R411A | R411A | 1.597 |  |  | kg | tCO2e | 2022 | DEFRA 2024
Refrigerants | R411B | R411B | R411B | R411B | 1.705 |  |  | kg | tCO2e | 2022 | DEFRA 2024
Refrigerants | R412A | R412A | R412A | R412A | 2.286 |  |  | kg | tCO2e | 2022 | DEFRA 2024
Refrigerants | R413A | R413A | R413A | R413A | 2.053 |  |  | kg | tCO2e | 2022 | DEFRA 2024
Refrigerants | R414A | R414A | R414A | R414A | 1.478 |  |  | kg | tCO2e | 2022 | DEFRA 2024
Refrigerants | R414B | R414B | R414B | R414B | 1.362 |  |  | kg | tCO2e | 2022 | DEFRA 2024
Refrigerants | R415A | R415A | R415A | R415A | 1.507 |  |  | kg | tCO2e | 2022 | DEFRA 2024
Refrigerants | R415B | R415B | R415B | R415B | 0.546 |  |  | kg | tCO2e | 2022 | DEFRA 2024
Refrigerants | R416A | R416A | R416A | R416A | 1.084 |  |  | kg | tCO2e | 2022 | DEFRA 2024
Refrigerants | R417A | R417A | R417A | R417A | 2.127 |  |  | kg | tCO2e | 2022 | DEFRA 2024
Refrigerants | R417B | R417B | R417B | R417B | 2.742 |  |  | kg | tCO2e | 2022 | DEFRA 2024
Refrigerants | R417C | R417C | R417C | R417C | 1.643 |  |  | kg | tCO2e | 2022 | DEFRA 2024
Refrigerants | R418A | R418A | R418A | R418A | 1.741 |  |  | kg | tCO2e | 2022 | DEFRA 2024
Refrigerants | R419A | R419A | R419A | R419A | 2.967 |  |  | kg | tCO2e | 2022 | DEFRA 2024
Refrigerants | R419B | R419B | R419B | R419B | 2.384 |  |  | kg | tCO2e | 2022 | DEFRA 2024
Refrigerants | R420A | R420A | R420A | R420A | 1.536 |  |  | kg | tCO2e | 2022 | DEFRA 2024
Refrigerants | R421A | R421A | R421A | R421A | 2.631 |  |  | kg | tCO2e | 2022 | DEFRA 2024
Refrigerants | R421B | R421B | R421B | R421B | 3.19 |  |  | kg | tCO2e | 2022 | DEFRA 2024
Refrigerants | R422A | R422A | R422A | R422A | 3.143 |  |  | kg | tCO2e | 2022 | DEFRA 2024
Refrigerants | R422B | R422B | R422B | R422B | 2.526 |  |  | kg | tCO2e | 2022 | DEFRA 2024
Refrigerants | R422C | R422C | R422C | R422C | 3.085 |  |  | kg | tCO2e | 2022 | DEFRA 2024
Refrigerants | R422d | R422d | R422d | R422d | 2.729 |  |  | kg | tCO2e | 2022 | DEFRA 2024
Refrigerants | R422E | R422E | R422E | R422E | 2.592 |  |  | kg | tCO2e | 2022 | DEFRA 2024
Refrigerants | R423A | R423A | R423A | R423A | 2.28 |  |  | kg | tCO2e | 2022 | DEFRA 2024
Refrigerants | R424A | R424A | R424A | R424A | 2.44 |  |  | kg | tCO2e | 2022 | DEFRA 2024
Refrigerants | R425A | R425A | R425A | R425A | 1.505 |  |  | kg | tCO2e | 2022 | DEFRA 2024
Refrigerants | R426A | R426A | R426A | R426A | 1.508 |  |  | kg | tCO2e | 2022 | DEFRA 2024
Refrigerants | R427A | R427A | R427A | R427A | 2.138 |  |  | kg | tCO2e | 2022 | DEFRA 2024
Refrigerants | R428A | R428A | R428A | R428A | 3.607 |  |  | kg | tCO2e | 2022 | DEFRA 2024
Refrigerants | R429A | R429A | R429A | R429A | 0.014 |  |  | kg | tCO2e | 2022 | DEFRA 2024
Refrigerants | R430A | R430A | R430A | R430A | 0.095 |  |  | kg | tCO2e | 2022 | DEFRA 2024
Refrigerants | R431A | R431A | R431A | R431A | 0.038 |  |  | kg | tCO2e | 2022 | DEFRA 2024
Refrigerants | R432A | R432A | R432A | R432A | 0.002 |  |  | kg | tCO2e | 2022 | DEFRA 2024
Refrigerants | R433A | R433A | R433A | R433A | 0.003 |  |  | kg | tCO2e | 2022 | DEFRA 2024
Refrigerants | R433B | R433B | R433B | R433B | 0.003 |  |  | kg | tCO2e | 2022 | DEFRA 2024
Refrigerants | R433C | R433C | R433C | R433C | 0.003 |  |  | kg | tCO2e | 2022 | DEFRA 2024
Refrigerants | R434A | R434A | R434A | R434A | 3.245 |  |  | kg | tCO2e | 2022 | DEFRA 2024
Refrigerants | R435A | R435A | R435A | R435A | 0.026 |  |  | kg | tCO2e | 2022 | DEFRA 2024
Refrigerants | R436A | R436A | R436A | R436A | 0.003 |  |  | kg | tCO2e | 2022 | DEFRA 2024
Refrigerants | R436B | R436B | R436B | R436B | 0.003 |  |  | kg | tCO2e | 2022 | DEFRA 2024
Refrigerants | R437A | R437A | R437A | R437A | 1.805 |  |  | kg | tCO2e | 2022 | DEFRA 2024
Refrigerants | R438A | R438A | R438A | R438A | 2.265 |  |  | kg | tCO2e | 2022 | DEFRA 2024
Refrigerants | R439A | R439A | R439A | R439A | 1.828 |  |  | kg | tCO2e | 2022 | DEFRA 2024
Refrigerants | R440A | R440A | R440A | R440A | 0.144 |  |  | kg | tCO2e | 2022 | DEFRA 2024
Refrigerants | R441A | R441A | R441A | R441A | 0.003 |  |  | kg | tCO2e | 2022 | DEFRA 2024
Refrigerants | R442A | R442A | R442A | R442A | 1.888 |  |  | kg | tCO2e | 2022 | DEFRA 2024
Refrigerants | R443A | R443A | R443A | R443A | 0.002 |  |  | kg | tCO2e | 2022 | DEFRA 2024
Refrigerants | R444A | R444A | R444A | R444A | 0.088 |  |  | kg | tCO2e | 2022 | DEFRA 2024
Refrigerants | R445A | R445A | R445A | R445A | 0.13 |  |  | kg | tCO2e | 2022 | DEFRA 2024
Refrigerants | R448A | R448A | R448A | R448A | 1.3871 |  |  | kg | tCO2e | 2022 | DEFRA 2024
Refrigerants | R448A | R448A | R448A | R448A | 1.386 |  |  | kg | tCO2e | 2020 | Schiessl website
Refrigerants | R448A | R448A | R448A | R448A | 1.386 |  |  | kg | tCO2e | 2020 | Schiessl website
Refrigerants | R448A | R448A | R448A | R448A | 1.386 |  |  | kg | tCO2e | 2020 | Schiessl website
Refrigerants | R448A | R448A | R448A | R448A | 1.386 |  |  | kg | tCO2e | 2020 | Schiessl website
Refrigerants | R448A | R448A | R448A | R448A | 1.386 |  |  | kg | tCO2e | 2020 | Schiessl website
Refrigerants | R449A | R449A | R449A | R449A | 1.3978 |  |  | kg | tCO2e | 2022 | DEFRA 2024
Refrigerants | R449A | R449A | R449A | R449A | 1.397 |  |  | kg | tCO2e | 2020 | Schiessl website
Refrigerants | R449A | R449A | R449A | R449A | 1.397 |  |  | kg | tCO2e | 2020 | Schiessl website
Refrigerants | R449A | R449A | R449A | R449A | 1.397 |  |  | kg | tCO2e | 2020 | Schiessl website
Refrigerants | R449A | R449A | R449A | R449A | 1.397 |  |  | kg | tCO2e | 2020 | Schiessl website
Refrigerants | R449A | R449A | R449A | R449A | 1.397 |  |  | kg | tCO2e | 2020 | Schiessl website
Refrigerants | R452A | R452A | R452A | R452A | 2.142 |  |  | kg | tCO2e | 2022 | DEFRA 2024
Refrigerants | R452A | R452A | R452A | R452A | 2.14 |  |  | kg | tCO2e | 2020 | Schiessl website
Refrigerants | R452A | R452A | R452A | R452A | 2.14 |  |  | kg | tCO2e | 2020 | Schiessl website
Refrigerants | R452A | R452A | R452A | R452A | 2.14 |  |  | kg | tCO2e | 2020 | Schiessl website
Refrigerants | R452A | R452A | R452A | R452A | 2.14 |  |  | kg | tCO2e | 2020 | Schiessl website
Refrigerants | R452A | R452A | R452A | R452A | 2.14 |  |  | kg | tCO2e | 2020 | Schiessl website
Refrigerants | R500 | R500 | R500 | R500 | 0.036 |  |  | kg | tCO2e | 2022 | DEFRA 2024
Refrigerants | R501 | R501 | R501 | R501 | 4.083 |  |  | kg | tCO2e | 2022 | DEFRA 2024
Refrigerants | R502 | R502 | R502 | R502 | 4.657 |  |  | kg | tCO2e | 2022 | DEFRA 2024
Refrigerants | R503 | R503 | R503 | R503 | 4.972 |  |  | kg | tCO2e | 2022 | DEFRA 2024
Refrigerants | R504 | R504 | R504 | R504 | 0.326 |  |  | kg | tCO2e | 2022 | DEFRA 2024
Refrigerants | R505 | R505 | R505 | R505 | 7.956 |  |  | kg | tCO2e | 2022 | DEFRA 2024
Refrigerants | R506 | R506 | R506 | R506 | 4.49 |  |  | kg | tCO2e | 2022 | DEFRA 2024
Refrigerants | R507 | R507 | R507 | R507 | 3.985 |  |  | kg | tCO2e | 2022 | DEFRA 2024
Refrigerants | R507A | R507A | R507A | R507A | 3.985 |  |  | kg | tCO2e | 2022 | DEFRA 2024
Refrigerants | R508A | R508A | R508A | R508A | 11.607 |  |  | kg | tCO2e | 2022 | DEFRA 2024
Refrigerants | R508B | R508B | R508B | R508B | 11.698 |  |  | kg | tCO2e | 2022 | DEFRA 2024
Refrigerants | R509A | R509A | R509A | R509A | 4.984 |  |  | kg | tCO2e | 2022 | DEFRA 2024
Refrigerants | R510A | R510A | R510A | R510A | 0.001 |  |  | kg | tCO2e | 2022 | DEFRA 2024
Refrigerants | R511A | R511A | R511A | R511A | 0.0069 |  |  | kg | tCO2e | 2022 | DEFRA 2024
Refrigerants | R512A | R512A | R512A | R512A | 0.196 |  |  | kg | tCO2e | 2022 | DEFRA 2024
Refrigerants | R600 | R600 | R600 | R600 | 0.003 |  |  | kg | tCO2e | 2022 | DEFRA 2024
Refrigerants | R744 | R744 | R744 | R744 | 0.001 |  |  | kg | tCO2e | 2022 | DEFRA 2024
Steam | Estija GJ 2020 Steam | Estija GJ 2020 Steam | Igaunija GJ 2020 Steam | Eesti GJ 2020 Steam | 0.036111 |  |  | GJ | tCO2e | 2020 | https://kasvuhoonegaasid.ee/#/emission-factors/inventory-emission-factors/i_heat_EF
Steam | Estija GJ 2021 Steam | Estija GJ 2021 Steam | Igaunija GJ 2021 Steam | Eesti GJ 2021 Steam | 0.038611 |  |  | GJ | tCO2e | 2021 | https://kasvuhoonegaasid.ee/#/emission-factors/inventory-emission-factors/i_heat_EF
Steam | Estija GJ 2022 Steam | Estija GJ 2022 Steam | Igaunija GJ 2022 Steam | Eesti GJ 2022 Steam | 0.035278 |  |  | GJ | tCO2e | 2022 | Due to lack of data available, value taken from the previous year
Steam | Estija GJ 2023 Steam | Estija GJ 2023 Steam | Igaunija GJ 2023 Steam | Eesti GJ 2023 Steam | 0.035278 |  |  | GJ | tCO2e | 2023 | Due to lack of data available, value taken from the previous year
Steam | Estija GJ 2024 Steam | Estija GJ 2024 Steam | Igaunija GJ 2024 Steam | Eesti GJ 2024 Steam | 0.035278 |  |  | GJ | tCO2e | 2024 | Due to lack of data available, value taken from the previous year
Steam | Estija kWh 2020 Steam | Estija kWh 2020 Steam | Igaunija kWh 2020 Steam | Eesti kWh 2020 Steam | 0.00013 |  |  | kWh | tCO2e | 2020 | https://kasvuhoonegaasid.ee/#/emission-factors/inventory-emission-factors/i_heat_EF
Steam | Estija kWh 2021 Steam | Estija kWh 2021 Steam | Igaunija kWh 2021 Steam | Eesti kWh 2021 Steam | 0.000139 |  |  | kWh | tCO2e | 2021 | https://kasvuhoonegaasid.ee/#/emission-factors/inventory-emission-factors/i_heat_EF
Steam | Estija kWh 2022 Steam | Estija kWh 2022 Steam | Igaunija kWh 2022 Steam | Eesti kWh 2022 Steam | 0.000127 |  |  | kWh | tCO2e | 2022 | Due to lack of data available, value taken from the previous year
Steam | Estija kWh 2023 Steam | Estija kWh 2023 Steam | Igaunija kWh 2023 Steam | Eesti kWh 2023 Steam | 0.000127 |  |  | kWh | tCO2e | 2023 | Due to lack of data available, value taken from the previous year
Steam | Estija kWh 2024 Steam | Estija kWh 2024 Steam | Igaunija kWh 2024 Steam | Eesti kWh 2024 Steam | 0.000139 |  |  | kWh | tCO2e | 2024 | Due to lack of data available, value taken from the previous year
Steam | Estija MWh 2020 Steam | Estija MWh 2020 Steam | Igaunija MWh 2020 Steam | Eesti MWh 2020 District Heating | 0.13 |  |  | MWh | tCO2e | 2020 | https://kasvuhoonegaasid.ee/#/emission-factors/inventory-emission-factors/i_heat_EF
Steam | Estija MWh 2021 Steam | Estija MWh 2021 Steam | Igaunija MWh 2021 Steam | Eesti MWh 2021 District Heating | 0.139 |  |  | MWh | tCO2e | 2021 | https://kasvuhoonegaasid.ee/#/emission-factors/inventory-emission-factors/i_heat_EF
Steam | Estija MWh 2022 Steam | Estija MWh 2022 Steam | Igaunija MWh 2022 Steam | Eesti MWh 2022 District Heating | 0.127 |  |  | MWh | tCO2e | 2022 | Due to lack of data available, value taken from the previous year
Steam | Estija MWh 2023 Steam | Estija MWh 2023 Steam | Igaunija MWh 2023 Steam | Eesti MWh 2023 District Heating | 0.127 |  |  | MWh | tCO2e | 2023 | Due to lack of data available, value taken from the previous year
Steam | Estija MWh 2024 Steam | Estija MWh 2024 Steam | Igaunija MWh 2024 Steam | Eesti MWh 2024 District Heating | 0.127 |  |  | MWh | tCO2e | 2024 | Due to lack of data available, value taken from the previous year
Steam | Latvija GJ 2020 Steam | Latvija GJ 2020 Steam | Latvija GJ 2020 Steam | Läti GJ 2020 Steam | 0.025306 |  |  | GJ | tCO2 | 2020 | Latvian Ministry of Climate. Only CO2 data available.
Steam | Latvija GJ 2021 Steam | Latvija GJ 2021 Steam | Latvija GJ 2021 Steam | Läti GJ 2021 Steam | 0.0245 |  |  | GJ | tCO2 | 2021 | Latvian Ministry of Climate. Only CO2 data available.
Steam | Latvija GJ 2022 Steam | Latvija GJ 2022 Steam | Latvija GJ 2022 Steam | Läti GJ 2022 Steam | 0.024444 |  |  | GJ | tCO2 | 2022 | Due to lack of data available, value taken from the previous year. Only CO2 data available.
Steam | Latvija GJ 2023 Steam | Latvija GJ 2023 Steam | Latvija GJ 2023 Steam | Läti GJ 2023 Steam | 0.020028 |  |  | GJ | tCO2 | 2023 | Due to lack of data available, value taken from the previous year. Only CO2 data available.
Steam | Latvija GJ 2024 Steam | Latvija GJ 2024 Steam | Latvija GJ 2024 Steam | Läti GJ 2024 Steam | 0.020028 |  |  | GJ | tCO2 | 2024 | Due to lack of data available, value taken from the previous year. Only CO2 data available.
Steam | Latvija kWh 2020 Steam | Latvija kWh 2020 Steam | Latvija kWh 2020 Steam | Läti kWh 2020 Steam | 9.11e-05 |  |  | kWh | tCO2 | 2020 | Latvian Ministry of Climate. Only CO2 data available.
Steam | Latvija kWh 2021 Steam | Latvija kWh 2021 Steam | Latvija kWh 2021 Steam | Läti kWh 2021 Steam | 8.82e-05 |  |  | kWh | tCO2 | 2021 | Latvian Ministry of Climate. Only CO2 data available.
Steam | Latvija kWh 2022 Steam | Latvija kWh 2022 Steam | Latvija kWh 2022 Steam | Läti kWh 2022 Steam | 8.8e-05 |  |  | kWh | tCO2 | 2022 | Due to lack of data available, value taken from the previous year. Only CO2 data available.
Steam | Latvija kWh 2023 Steam | Latvija kWh 2023 Steam | Latvija kWh 2023 Steam | Läti kWh 2023 Steam | 7.21e-05 |  |  | kWh | tCO2 | 2023 | Due to lack of data available, value taken from the previous year. Only CO2 data available.
Steam | Latvija kWh 2024 Steam | Latvija kWh 2024 Steam | Latvija kWh 2024 Steam | Läti kWh 2024 Steam | 7.21e-05 |  |  | kWh | tCO2 | 2024 | Due to lack of data available, value taken from the previous year. Only CO2 data available.
Steam | Latvija MWh 2020 Steam | Latvija MWh 2020 Steam | Latvija MWh 2020 Steam | Läti MWh 2020 District Heating | 0.0911 |  |  | MWh | tCO2 | 2020 | Latvian Ministry of Climate. Only CO2 data available.
Steam | Latvija MWh 2021 Steam | Latvija MWh 2021 Steam | Latvija MWh 2021 Steam | Läti MWh 2021 District Heating | 0.0882 |  |  | MWh | tCO2 | 2021 | Latvian Ministry of Climate. Only CO2 data available.
Steam | Latvija MWh 2022 Steam | Latvija MWh 2022 Steam | Latvija MWh 2022 Steam | Läti MWh 2022 District Heating | 0.088 |  |  | MWh | tCO2 | 2022 | Due to lack of data available, value taken from the previous year. Only CO2 data available.
Steam | Latvija MWh 2023 Steam | Latvija MWh 2023 Steam | Latvija MWh 2023 Steam | Läti MWh 2023 District Heating | 0.0721 |  |  | MWh | tCO2 | 2023 | Due to lack of data available, value taken from the previous year. Only CO2 data available.
Steam | Latvija MWh 2024 Steam | Latvija MWh 2024 Steam | Latvija MWh 2024 Steam | Läti MWh 2024 District Heating | 0.0721 |  |  | MWh | tCO2 | 2024 | Due to lack of data available, value taken from the previous year. Only CO2 data available.
Steam | Lietuva GJ 2020 Steam | Lietuva GJ 2020 Steam | Lietuva GJ 2020 Steam | Leedu GJ 2020 Steam | 0.027778 |  |  | GJ | tCO2e | 2020 | GHG National inventory report
Steam | Lietuva GJ 2021 Steam | Lietuva GJ 2021 Steam | Lietuva GJ 2021 Steam | Leedu GJ 2021 Steam | 0.027778 |  |  | GJ | tCO2e | 2021 | GHG National inventory report
Steam | Lietuva GJ 2022 Steam | Lietuva GJ 2022 Steam | Lietuva GJ 2022 Steam | Leedu GJ 2022 Steam | 0.027778 |  |  | GJ | tCO2e | 2022 | Due to lack of data available, value taken from the previous year
Steam | Lietuva GJ 2023 Steam | Lietuva GJ 2023 Steam | Lietuva GJ 2023 Steam | Leedu GJ 2023 Steam | 0.027778 |  |  | GJ | tCO2e | 2023 | Due to lack of data available, value taken from the previous year
Steam | Lietuva GJ 2024 Steam | Lietuva GJ 2024 Steam | Lietuva GJ 2024 Steam | Leedu GJ 2024 Steam | 0.027778 |  |  | GJ | tCO2e | 2024 | Due to lack of data available, value taken from the previous year
Steam | Lietuva kWh 2020 Steam | Lietuva kWh 2020 Steam | Lietuva kWh 2020 Steam | Leedu kWh 2020 Steam | 0.0001 |  |  | kWh | tCO2e | 2020 | GHG National inventory report
Steam | Lietuva kWh 2021 Steam | Lietuva kWh 2021 Steam | Lietuva kWh 2021 Steam | Leedu kWh 2021 Steam | 0.0001 |  |  | kWh | tCO2e | 2021 | GHG National inventory report
Steam | Lietuva kWh 2022 Steam | Lietuva kWh 2022 Steam | Lietuva kWh 2022 Steam | Leedu kWh 2022 Steam | 0.0001 |  |  | kWh | tCO2e | 2022 | Due to lack of data available, value taken from the previous year
Steam | Lietuva kWh 2023 Steam | Lietuva kWh 2023 Steam | Lietuva kWh 2023 Steam | Leedu kWh 2023 Steam | 0.0001 |  |  | kWh | tCO2e | 2023 | Due to lack of data available, value taken from the previous year
Steam | Lietuva kWh 2024 Steam | Lietuva kWh 2024 Steam | Lietuva kWh 2024 Steam | Leedu kWh 2024 Steam | 0.0001 |  |  | kWh | tCO2e | 2024 | Due to lack of data available, value taken from the previous year
Steam | Lietuva MWh 2020 Steam | Lietuva MWh 2020 Steam | Lietuva MWh 2020 Steam | Leedu MWh 2020 District Heating | 0.1 |  |  | MWh | tCO2e | 2020 | GHG National inventory report
Steam | Lietuva MWh 2021 Steam | Lietuva MWh 2021 Steam | Lietuva MWh 2021 Steam | Leedu MWh 2021 District Heating | 0.1 |  |  | MWh | tCO2e | 2021 | GHG National inventory report
Steam | Lietuva MWh 2022 Steam | Lietuva MWh 2022 Steam | Lietuva MWh 2022 Steam | Leedu MWh 2022 District Heating | 0.1 |  |  | MWh | tCO2e | 2022 | Due to lack of data available, value taken from the previous year
Steam | Lietuva MWh 2023 Steam | Lietuva MWh 2023 Steam | Lietuva MWh 2023 Steam | Leedu MWh 2023 District Heating | 0.1 |  |  | MWh | tCO2e | 2023 | Due to lack of data available, value taken from the previous year
Steam | Lietuva MWh 2024 Steam | Lietuva MWh 2024 Steam | Lietuva MWh 2024 Steam | Leedu MWh 2024 District Heating | 0.1 |  |  | MWh | tCO2e | 2024 | Due to lack of data available, value taken from the previous year

## Fuel prices (hidden)
EUR per 1L | Estonia |  |  | Latvia |  |  | Lithuania
| Petrol | Diesel | LPG | Petrol | Diesel | LPG | Petrol | Diesel | LPG
2020 | 1.2532 | 1.0956 | 0.61038 | 1.1445 | 1.0468 | 0.52611 | 1.0974 | 0.99579 | 0.51417
2021 | 1.4265 | 1.2383 | 0.70969 | 1.3379 | 1.2298 | 0.64924 | 1.2827 | 1.1796 | 0.6331
2022 | 1.8511 | 1.7904 | 0.85657 | 1.778 | 1.772 | 0.80807 | 1.7081 | 1.7502 | 0.749
2023 | 1.7166 | 1.608 | 0.69865 | 1.6421 | 1.5945 | 0.74477 | 1.5202 | 1.4965 | 0.60513
2024 | 1.6738 | 1.5389 | 0.70025 | 1.6307 | 1.5915 | 0.7444 | 1.4538 | 1.4563 | 0.64533
L per 1 EUR | Estonia |  |  | Latvia |  |  | Lithuania
| Petrol | Diesel | LPG | Petrol | Diesel | LPG | Petrol | Diesel | LPG
2020 | 0.79798 | 0.91274 | 1.6383 | 0.87376 | 0.95529 | 1.9007 | 0.91128 | 1.0042 | 1.9449
2021 | 0.70102 | 0.80755 | 1.4091 | 0.74747 | 0.81316 | 1.5403 | 0.7796 | 0.84777 | 1.5795
2022 | 0.54021 | 0.55854 | 1.1674 | 0.56243 | 0.56434 | 1.2375 | 0.58546 | 0.57135 | 1.3351
2023 | 0.58255 | 0.62188 | 1.4313 | 0.60897 | 0.62716 | 1.3427 | 0.65781 | 0.66825 | 1.6525
2024 | 0.59745 | 0.6498 | 1.4281 | 0.61324 | 0.62833 | 1.3434 | 0.68786 | 0.68667 | 1.5496
Year | L per 1 EUR |  |  |  | Source:
| Petrol | Diesel | LPG |  | Weekly Oil Bulletin Prices History
2020 Estonia | 0.79798 | 0.91274 | 1.6383
2021 Estonia | 0.70102 | 0.80755 | 1.4091
2022 Estonia | 0.54021 | 0.55854 | 1.1674
2023 Estonia | 0.58255 | 0.62188 | 1.4313
2024 Estonia | 0.59745 | 0.6498 | 1.4281
2020 Latvia | 0.87376 | 0.95529 | 1.9007
2021 Latvia | 0.74747 | 0.81316 | 1.5403
2022 Latvia | 0.56243 | 0.56434 | 1.2375
2023 Latvia | 0.60897 | 0.62716 | 1.3427
2024 Latvia | 0.61324 | 0.62833 | 1.3434
2020 Lithuania | 0.91128 | 1.0042 | 1.9449
2021 Lithuania | 0.7796 | 0.84777 | 1.5795
2022 Lithuania | 0.58546 | 0.57135 | 1.3351
2023 Lithuania | 0.65781 | 0.66825 | 1.6525
2024 Lithuania | 0.68786 | 0.68667 | 1.5496

## Benchmark CIBSE (hidden)
Building Type | Energy consumption | Unit
Office (air conditioned, standard) | 97 | kWh/m2
Office (air conditioned, prestige) | 114 | kWh/m2
Industrial buildings post-1995 [<5000m2] | 96 | kWh/m2
Industrial buildings post-1995 [>5000m2] | 92 | kWh/m2
Industrial buildings pre-1995 [<5000m2] | 107 | kWh/m2
Industrial buildings pre-1995 [>5000m2] | 103 | kWh/m2
Distribution warehouses | 103 | kWh/m2
Average | 101.7143 | kWh/m2
Source: |  |  | CIBSE Guide F

## Conversion_factors (hidden)
CONVERSION FACTORS
|  | Symbol | Number | Standard form
Abbreviation | Kilo | k | 1000 | 10 3
| Mega | M | 1000000 | 10 6
| Giga | G | 1000000000 | 10 9
| Tera | T | 1000000000000 | 10 12
| Peta | P | 1000000000000000 | 10 15
|  | GJ | kWh | therm | toe | kcal
Energy | Gigajoule, GJ |  | 277.7778 | 9.4782 | 0.023885 | 238902.9576
| Kilowatt-hour, kWh | 0.0036 |  | 0.034121 | 8.5985e-05 | 860.0506
| Therm | 0.10551 | 29.3071 |  | 0.00252 | 25205.5975
| Tonne oil equivalent, toe | 41.868 | 11629.9998 | 396.832 |  | 10002388.8883
| Kilocalorie, kcal | 4.1858e-06 | 0.0011627 | 3.9674e-05 | 9.9976e-08
|  | L | m3 | cu ft | Imp. gallon | US gallon | Bbl (US,P)
Volume | Litres, L |  | 0.001 | 0.035315 | 0.21997 | 0.26417 | 0.0062898
| Cubic metres, m3 | 1000 |  | 35.3147 | 219.9692 | 264.1721 | 6.2898
| Cubic feet, cu ft | 28.3168 | 0.028317 |  | 6.2288 | 7.4805 | 0.17811
| Imperial gallon | 4.5461 | 0.0045461 | 0.16054 |  | 1.2009 | 0.028594
| US gallon | 3.7854 | 0.0037854 | 0.13368 | 0.83267 |  | 0.02381
| Barrel (US, petroleum), bbl | 158.9873 | 0.15899 | 5.6146 | 34.9723 | 42
|  | kg | tonne | ton (UK) | ton (US) | lb
Weight/mass | Kilogram, kg |  | 0.001 | 0.00098421 | 0.0011023 | 2.2046
| tonne, t (metric ton) | 1000 |  | 0.98421 | 1.1023 | 2204.6237
| ton (UK, long ton) | 1016.0464 | 1.016 |  | 1.12 | 2240
| ton (US, short ton) | 907.185 | 0.90718 | 0.89286 |  | 2000.0015
| Pound, lb | 0.45359 | 0.00045359 | 0.00044643 | 0.0005
|  | m | ft | mi | km | nmi
Length / distance | Metre, m |  | 3.2808 | 0.00062137 | 0.001 | 0.00053996
| Feet, ft | 0.3048 |  | 0.00018939 | 0.0003048 | 0.00016458
| Miles, mi | 1609.344 | 5280 |  | 1.6093 | 0.86898
| Kilometres, km | 1000 | 3280.8399 | 0.62137 |  | 0.53996
| Nautical miles, nmi or NM | 1852 | 6076.1155 | 1.1508 | 1.852
|  | m | ft | in | cm | yd
Length / distance | Metre, m |  | 3.2808 | 39.3701 | 100 | 1.0936
| Feet, ft | 0.3048 |  | 12 | 30.48 | 0.33333
| Inch, in | 0.0254 | 0.083333 |  | 2.54 | 0.027778
| Centimetres, cm | 0.01 | 0.032808 | 0.3937 |  | 0.010936
| Yard, yd | 0.9144 | 3 | 36 | 91.44
FUEL PROPERTIES
|  | Year | Net CV | Gross CV | Density | Density* |  | Net CV | Gross CV | Net CV | Gross CV
|  |  | GJ/tonne | GJ/tonne | kg/m3 | litres/tonne |  | kWh/kg | kWh/kg | kWh/litre | kWh/litre
Commonly Used Fossil Fuels | Aviation Spirit | 2022 | 44.831 | 47.19 | 727.273 | 1375 |  | 12.453 | 13.108 | 9.057 | 9.533
| Aviation Turbine Fuel | 2022 | 43.921 | 46.232 | 798.722 | 1252 |  | 12.2 | 12.842 | 9.745 | 10.257
| Burning Oil | 2022 | 43.896 | 46.207 | 800.641 | 1249 |  | 12.193 | 12.835 | 9.763 | 10.276
| Butane | 2022 | 45.3 | 49.1 | 574.713 | 1740 |  | 12.583 | 13.639 | 7.232 | 7.838
| Coal (domestic) | 2022 | 28.613 | 30.119 | 850 | 1176.471 |  | 7.948 | 8.366 | 6.756 | 7.111
| Coal (electricity generation) | 2022 | 24.166 | 25.438 |  |  |  | 6.713 | 7.066
| Coal (electricity generation - home produced coal only) | 2022 | 24.128 | 25.398 |  |  |  | 6.702 | 7.055
| Coal (industrial) | 2022 | 25.405 | 26.742 |  |  |  | 7.057 | 7.428
| Coking Coal | 2022 | 30.24 | 31.832 |  |  |  | 8.4 | 8.842
| Diesel (100% mineral diesel) | 2022 | 42.882 | 45.619 | 841.043 | 1189 |  | 11.912 | 12.672 | 10.018 | 10.658
| Diesel (average biofuel blend) | 2022 | 42.602 | 45.278 | 843.328 | 1185.779 |  | 11.834 | 12.577 | 9.98 | 10.607
| Fuel Oil | 2022 | 40.726 | 43.325 | 984.252 | 1016 |  | 11.313 | 12.035 | 11.135 | 11.845
| Gas Oil | 2022 | 42.569 | 45.286 | 844.595 | 1184 |  | 11.825 | 12.579 | 9.987 | 10.625
| Lubricants | 2022 | 40.726 | 43.325 | 865.801 | 1155 |  | 11.313 | 12.035 | 9.795 | 10.42
| LPG | 2022 | 45.944 | 49.333 | 529.705 | 1887.843 |  | 12.762 | 13.704 | 6.76 | 7.259
| Naphtha | 2022 | 45.46 | 47.853 | 673.401 | 1485 |  | 12.628 | 13.292 | 8.504 | 8.951
| Natural Gas | 2022 | 45.195 | 50.08 | 0.794 | 1259723.927 |  | 12.554 | 13.911 | 0.01 | 0.011
| Natural Gas (100% mineral blend) | 2022 | 45.195 | 50.08 | 0.794 | 1259723.927 |  | 12.554 | 13.911 | 0.01 | 0.011
| Other petroleum gas | 2022 | 46.602 | 50.654 | 366.3 | 2730 |  | 12.945 | 14.071 | 4.742 | 5.154
| Petroleum coke | 2022 | 33.972 | 35.76 |  |  |  | 9.437 | 9.933
| Petrol (100% mineral petrol) | 2022 | 44.652 | 47.003 | 741.84 | 1348 |  | 12.403 | 13.056 | 9.201 | 9.686
| Petrol (average biofuel blend) | 2022 | 43.616 | 45.998 | 744.679 | 1342.86 |  | 12.116 | 12.777 | 9.022 | 9.515
| Propane | 2022 | 46.4 | 50.4 | 514.403 | 1944 |  | 12.889 | 14 | 6.63 | 7.202
| Waste oils | 2022 | 42.208 | 45.2 | 844.595 | 1184 |  | 11.724 | 12.556 | 9.902 | 10.604
|  | Year | Net CV | Gross CV | Density | Density* |  | Net CV | Gross CV | Net CV | Gross CV
|  |  | GJ/tonne | GJ/tonne | kg/m3 | litres/tonne |  | kWh/kg | kWh/kg | kWh/litre | kWh/litre
Other fuels | Biodiesel (ME) | 2022 | 37.2 | 38.7 | 890 | 1123.596 |  | 10.333 | 10.75 | 9.197 | 9.568
| Biodiesel (BtL or HVO) | 2022 | 44 | 45.833 | 780 | 1282.051 |  | 12.222 | 12.731 | 9.533 | 9.931
| Bioethanol | 2022 | 26.8 | 29.7 | 794 | 1259.446 |  | 7.444 | 8.25 | 5.911 | 6.551
| BioETBE | 2022 | 36.3 | 39.629 | 750 | 1333.333 |  | 10.083 | 11.008 | 7.563 | 8.256
| Biogas | 2022 | 20 | 21.978 | 1.15 | 869565.217 |  | 5.556 | 6.105 | 0.006 | 0.007
| Biomethane | 2022 | 49 | 54.297 | 0.725 | 1379355.673 |  | 13.611 | 15.082 | 0.01 | 0.011
| CNG | 2022 | 45.195 | 50.08 | 175 | 5714.286 |  | 12.554 | 13.911 | 2.197 | 2.434
| Grasses/Straw | 2022 | 13.388 | 15.75 | 160 | 6250 |  | 3.719 | 4.375
| Landfill Gas | 2022 | 12.3 | 13.516 | 1.3 | 769230.769 |  | 3.417 | 3.755 | 0.004 | 0.005
| LNG | 2022 | 45.195 | 50.08 | 452.489 | 2210 |  | 12.554 | 13.911 | 5.681 | 6.295
| Wood Chips | 2022 | 13.6 | 14.713 | 253 | 3952.569 |  | 3.778 | 4.087
| Wood Logs | 2022 | 14.71 | 16.256 | 425 | 2352.941 |  | 4.086 | 4.516
| Wood Pellets | 2022 | 17.28 | 18.694 | 650 | 1538.462 |  | 4.8 | 5.193
|  | Year | Net CV | Gross CV | Density | Density* |  | Net CV | Gross CV | Net CV | Gross CV
|  |  | GJ/tonne | GJ/tonne | kg/m3 | litres/tonne |  | kWh/kg | kWh/kg | kWh/litre | kWh/litre
Gases | Methane (CH4) | 2022 | 50 | 55.405 | 0.716 | 1397112.108 |  | 13.889 | 15.39 | 0.01 | 0.011
| Carbon Dioxide (CO2) | 2022 | 0 | 0 | 1.964 | 509290.378 |  | 0 | 0 | 0 | 0
Source: DEFRA 2022